## master
EcfmID | EcfmName | EcfmDefName | EcfmCategory | EcfmDefActions | EcfmDesc | TermUri | ae | at | bh | c | cb | ch | en | ew | hly | hrs | hx | km | kn | kok | lmg | mgl | mv | mw | nbp | nh | oc | pe | ps | psea | pstar | qq | rr | s | sav | sj | sp | sq | ti | tn | w | wh | ws
R2RE/9045 | Acoustic Current Meter | ACM | current meters |  | Falmouth Scientific, Inc. 2 Dimensional Acoustic Current Meter (2D-ACM) with optional CTD module offers an integrated platform in which to measure current, temperature, depth (tide), sound-velocity and salinity data. Using the phase-shift acoustic transit-time measurement technique, the 2D-ACM is an easy-to-use, high accuracy current meter, with no moving parts and a finite measurement volume. The phase-shift measurement principle allows the 2D-ACM to measure accurately, even in slow moving water and in water with no reflectors present (e.g. deep water). Internal compass and tilt sensors provide magnetic horizontal current vector direction, without the need for specific orientation of the current meter during deployment. http://www.falmouth.com/support/technicalpapers.html | None
R2RE/1034 | NOAA SCS data acquisition system | Acqsys | data acquisition system |  | NOAA SCS data acquisition system description goes here | None
R2RE/9011 | acqsys | Acqsys | data acquisition system |  | de/multiplexing and timetagging data acquisition system | None
R2RE/9012 | ADCP | ADCP | current profilers |  | (acoustic doppler current profiler) sonar measures water current velocities | None
R2RE/1004 | ADCP150 | ADCP150 | current profilers | start;stop;service;other | An Acoustic Doppler Current Profiler, or Acoustic Doppler Profiler, is often referred to with the acronym ADCP. Scientists use the instrument to measure how fast water is moving across an entire water column. An ADCP anchored to the seafloor can measure current speed not just at the bottom, but also at equal intervals all the way up to the surface. The instrument can also be mounted horizontally on seawalls or bridge pilings in rivers and canals to measure the current profile from shore to shore, and to the bottoms of ships to take constant current measurements as the boats move. In very deep areas, they can be lowered on a cable from the surface. The ADCP measures water currents with sound (150kHz), using a principle of sound waves called the Doppler effect. | None
R2RE/1005 | ADCP300 | ADCP300 | current profilers | start;stop;service;other | A Doppler velocity log (DVL) measuring bottom track and water track velocities, altitude, heading, tilt, temperature, echo intensity, pressure and current velocities. 300kHz Broadband signal processing gives high data resolution and a four-beam solution gives an independent error velocity measurement as an indicator of data quality. It has a bottom track range of 200m and velocity accuracy for both bottom and water track modes is 0.4% of the velocity, 0.2cm/s. The instrument operates effectively over a temperature range of -5C to 45C and with a tilt of up to 15 deg. | None
L22/TOOL0294 | Teledyne RDI Workhorse Sentinel-600 ADCP | ADCP600 | current profilers |  | A Doppler velocity log (DVL) measuring bottom track and water track velocities, altitude, heading, tilt, temperature, echo intensity, pressure and current velocities. 600kHz Broadband signal processing gives high data resolution and a four-beam solution gives an independent error velocity measurement as an indicator of data quality. It has a bottom track range of 200m and velocity accuracy for both bottom and water track modes is 0.4% of the velocity, _0.2cm/s. The instrument operates effectively over a temperature range of -5_C to 45_C and with a tilt of up to _15 deg. | None
L22/TOOL0362 | Teledyne RDI Ocean Surveyor 75kHz vessel-mounted ADCP | ADCP75 | current profilers |  | The Teledyne RDI 75kHz Ocean Surveyor vessel-mounted acoustic Doppler current profiler is designed for continuous current profiling from a moving ship. This ADCP provides a vertical cell resolution of 8 or 16 m, a maximum range of 310-700 m, precision of 9-30 cm/s, velocity range of -5 to 9 m/s, velocity accuracy of +/-0.5 cm/s and a maximum ping rate of 0.7. It can be used in either narrowband or broadband mode. | None
R2RE/1003 | ADCP75 | ADCP75 | current profilers | start;stop;service;other | An Acoustic Doppler Current Profiler, or Acoustic Doppler Profiler, is often referred to with the acronym ADCP. Scientists use the instrument to measure how fast water is moving across an entire water column. An ADCP anchored to the seafloor can measure current speed not just at the bottom, but also at equal intervals all the way up to the surface. The instrument can also be mounted horizontally on seawalls or bridge pilings in rivers and canals to measure the current profile from shore to shore, and to the bottoms of ships to take constant current measurements as the boats move. In very deep areas, they can be lowered on a cable from the surface. The ADCP measures water currents with sound (75kHz), using a principle of sound waves called the Doppler effect. | None
R2RE/9044 | air temperature sensor | Air Temperature Sensor | meteorological packages |  | measures air temperature | None
L22/TOOL0269 | anemometer | Anemometer | meteorological packages |  | measures wind speed and direction | None
R2RE/1002 | Biology Pump | BiologyPump | biology pumps | startSample;stopSample | Device that pumps seawater and collects matter, usually on a filter | None
R2RE/9050 | Camera | Camera | cameras |  | A camera (could be a 35 mm type), most often used to photograph marine mammals or birds. | None
L22/TOOL0001 | CTD | CTD | CTD profilers |  | A CTD an acronym for Conductivity, Temperature, and Depth is the primary tool for determining essential physical properties of sea water. It gives scientists a precise and comprehensive charting of the distribution and variation of water temperature, salinity, and density that helps to understand how the oceans affect life. | None
L22/TOOL0058 | Sea-Bird SBE 911plus CTD | CTD911 | CTD profilers | deploy;maxDepth;recover;abort;other | High precision and accuracy CTD comprising an SBE 9plus underwater unit (SBE 3 temperature and SBE 4 conductivity sensors) and an SBE 11plus deck unit. Sensors may be connected to a pump-fed plastic tubing circuit (usually temperature, salinity and oxygen) or stand-alone. All instruments (8 channels available) on the package are logged by the SBE 11. The unit is the production off the shelf version of the SBE 911 (each 911 was custom built to individual specification). | None
R2RE/9043 | dissolved oxygen sensor | Dissolved Oxygen Sensor | dissolved gas sensors |  | Instrument that measures the concentration of oxygen, dissolved in the water column | None
R2RE/9052 | Drifter Buoy | Drifter | drifter/float |  | Satellite-tracked surface drifting buoy (drifter) is a high-tech version of the message in a bottle. It consists of a surface buoy and a subsurface drogue (sea anchor), attached by a long, thin tether. The buoy can measure ocean properties, and has a transmitter to send the location and any data to passing satellites. The drogue dominates the total area of the instrument and can be centered at a particular depth beneath the sea surface. | None
L22/TOOL0319 | Kongsberg (Simrad) EA600 Echosounder | Echosounder | single-beam echosounders |  | The EA600 single beam echosounder operates up to four high power transceivers simultaneously. Available frequencies span from 12 to 710 kHz with a variable power output of up to 2 kW and a 160 dB dynamic range. The EA600 replaced the EA500 in 2000. | None
R2RE/9015 | echosounder | Echosounder | single-beam echosounders |  | sonar measures depth to seafloor or midwater reflectors - fathometer, fishfinder, etc. | None
R2RE/9042 | Kongsberg (Simrad) ES60 single beam echosounder | Echosounder | single-beam echosounders |  | Designed to map almost all of the ocean floors excepting the deep trenches with an unsurpassed resolution and accuracy. Replaces the EM 300 model. Better for smaller vessels, and for sea depths of less than 2-3000m. Scientists use the system to obtain detailed maps of the seafloor. | None
R2RE/9065 | Raytheon RD-500 Echo Sounder | Echosounder | single-beam echosounders |  | Each unit operates at a frequency of 80 KHz, and is most effective in water depths less than 1000 m. The RD-500 can be used as a fish finder or to detect acoustic returns below the ship. The data is displayed on a dry type 204 mm wide paper and also on a digital display with a range of up to 99.9 scale divisions in steps of 1/10 of scale unit. Unit of measurement can be feet, meters or fathoms. http://www.moc.noaa.gov/rb/science/equipment.html | None
R2RE/9038 | 12kHz echosounder | Echosounder12 | single-beam echosounders | startLine;endLine;abortLine | 12 kHz echosounder of unknown make/model | None
R2RE/9039 | 3.5kHz echosounder | Echosounder3.5 | single-beam echosounders | startLine;endLine;abortLine | 3.5 kHz echosounder of unknown make/model | None
R2RE/9053 | EM-APEX float | EM-APEX | drifter/float |  | A float that measures the ocean's velocity electromagnetically while monitoring water temperature and salinity, with ability to profile in depth. Also transfers the collected data, along with GPS plocation, over an Iridium satellite cell phone system to an onshore base station. | None
R2RE/9070 | Sediment Trap - Floating | FloatingSedTrap | sediment traps |  | Floating sediment traps are specially designed sampling devices deployed to float in the water column (as opposed to being secured to a mooring at a fixed depth) for periods of time to collect particles from the water column that are falling toward the sea floor. In general a sediment trap has a container at the bottom to collect the sample and a broad funnel-shaped opening at the top with baffles to keep out very large objects and help prevent the funnel from clogging. The 'Sediment Trap -Floating' designation is used for a floating type of sediment trap about which no other design details are known. | None
L05/388 | flow meter | Flowmeter | flow meters |  | instrument that measures rate of water flow - can be mechanical, optical, electromagnetic, etc. | None
L22/TOOL0393 | Turner 10-AU chlorophyll field fluorometer | Fluorometer | fluorometers |  | A field fluorometer designed for continuous-flow monitoring or discrete sample analyses of chlorophyll-a. It has a minimum detection limit of 0.025 ug/L extracted chlorophyll-a over the range 0-250 ug/L and can operate over a temperature range of 0-55 degC. | None
L22/:TOOL0145 | fluorometer | Fluorometer | Fluorometer | startLine;endLine;abortLine;sampleLine | measures fluorescence (usually for phytoplankton) | None
R2RE/9076 | underwater glider | Glider | underwater vehicle |  | An underwater glider is a type of autonomous underwater vehicle (AUV) that uses small changes in its buoyancy in conjunction with wings to convert vertical motion to horizontal, and thereby propel itself forward with very low power consumption. While not as fast as conventional AUVs, gliders using buoyancy-based propulsion represent a significant increase in range and duration compared to vehicles propelled by electric motor-driven propellers, extending ocean sampling missions from hours to weeks or months, and to thousands of kilometers of range. Gliders follow an up-and-down, sawtooth-like profile through the water, providing data on temporal and spatial scales unavailable to previous AUVs, and much more costly to sample using traditional shipboard techniques. | None
R2RE/9054 | Glider-Slocum | Glider Slocum | underwater vehicle |  | An underwater vehicle capable of moving to specific locations and depths occupying controlled spatial and temporal grids. Driven in a sawtooth verticle profile by variable buoyancy, the glider moves both horizontally and vertically carrying a wide variety of sensors. | None
R2RE/9019 | GNSS | GNSS | POS01-POS04? |  | (global navigation satellite system) - GPS/WAAS, GLONASS, Galileo, etc. | None
L05/158 | gravimeter | Gravimeter | gravimeters |  | measures the Earth's local gravitational field | None
R2RE/9041 | Bell Aerospace BGM-3 gravity meter | Gravimeter | gravimeters |  | Instrument that makes measurements of the Earth's gravity field | None
R2RE/9055 | Gravity Corer | GravityCore | sediment corer |  | The gravity corer allows researchers to sample sediment layers at the bottom of lakes or oceans. The coring device is deployed from the ship and gravity carries it to the seafloor. (http://www.whoi.edu/instruments/viewInstrument.do?id=1079). | None
R2RE/1009 | GreeneBomber | GreeneBomber | custom instrument | deploy;recover;abort;other | The Greene Bomber is a towed, dual-beam acoustic system operating at 120 and 420 kHz or 1 MHz that provides continuous profiles of the water column for zooplankton with a size range of 1.5 mm to 100 mm. In addition to acoustic data, the Greene Bomber can collect temperature, salinity, and fluorescence. | None
R2RE/9021 | gyrocompass | Gyrocompass | compass |  | compass with a motorized gyroscope that tracks true north (heading) | None
R2RE/1011 | HammarHead | HammarHead | custom instrument | deploy;recover;abort;other | Custom instrument developed at WHOI that measures acoustic backscatter (owned by Andone Lavery) | None
R2RE/1013 | Handline | Handline | handline | start;end;other | A handline is used to make discharge measurements or to collect water quality or sediment samples where it is inconvenient to use a sounding reel or a crane. | None
R2RE/9090 | humidometer | Humidometer | meteorological packages |  | A type of barometer of warm humidity - a specialized instrument used for measuring ambient temperature and relative humidity. (http://eppep.com/?action-viewnews-itemid-2790) | None
R2RE/9081 | J15-3 | J15-3 Sound Source | acoustic sound source |  | A transducer for low-audio and infrasonic frequencies, for extra depth, and with a capability of transmitting three different signals simultaneously. | None
R2RE/9066 | ROV Jason | Jason | underwater vehicle |  | The Remotely Operated Vehicle (ROV) Jason is operated by the Deep Submergence Laboratory (DSL) at Woods Hole Oceanographic Institution (WHOI). WHOI engineers and scientists designed and built the ROV Jason to give scientists access to the seafloor that didn't require them leaving the deck of the ship. Jason is a two-body ROV system. A 10-kilometer (6-mile) fiber-optic cable delivers electrical power and commands from the ship through Medea and down to Jason, which then returns data and live video imagery. Medea serves as a shock absorber, buffering Jason from the movements of the ship, while providing lighting and a birdÛªs eye view of the ROV during seafloor operations. During each dive (deployment of the ROV), Jason pilots and scientists work from a control room on the ship to monitor JasonÛªs instruments and video while maneuvering the vehicle and optionally performing a variety of sampling activities. Jason is equipped with sonar imagers, water samplers, video and still cameras, and lighting gear. JasonÛªs manipulator arms collect samples of rock, sediment, or marine life and place them in the vehicleÛªs basket or on elevator platforms that float heavier loads to the surface. More information is available from the operator site at URL: http://www.whoi.edu/page.do?pid=8423. | None
R2RE/9056 | Lagrangian Float | LagrangianFloat | drifter/float |  | Built at the University of Washington Applied Physics Laboratory, the Lagrangian Float is not an ARGO float. It is primarily designed to accurately follow the three-dimensional motion of water parcels within the mixed layer, through a combination of neutral buoyancy and high drag provided by a one meter diameter black drogue. Typical buoyancies of a few grams result in vertical velocities relative to the water of a few mm/s, small compared to the cm/s turbulent velocities in the mixed layer. The float&rsquo;s motion within the mixed layer thus closely imitates that of a planktonic organism. The float can also profile vertically. It sends data and receives commands using the Iridium satellite system. The float is designed to accommodate a wide variety of sensors. | None
R2RE/9057 | Large Volume Pumping System -WTS-LV | LargeVolumePump | biology pump |  | The Large Volume Pumping System-WTS-LV can be one of several different models of Water Transfer Systems (WTS) Large Volume (LV) pumping systems designed and manufactured by McLane Research Labs (Falmouth, MA, USA). The WTS-LV systems are large volume in-situ filtration systems designed to collect sinking particulates. WTS-LV systems are individual in situ, battery-powered, pumping/filtration units that can be deployed at multiple depths per cast to provide information on how particle flux changes with depth. The McLane WTS-LV series of oceanographic pumps draw ambient water through filters and can pump large volumes of seawater during a single cast. The WTS-LV pumps are designed for use from a hydro-wire and employ advanced control algorithms to dynamically optimize flow rates as material accumulates on a filter. | None
L05/159 | magnetometer | Magnetometer | magnetometers |  | measure strength and/or direction of the Earth's magnetic field | None
L22/TOOL0080 | Institute of Oceanographic Sciences psychrometer | MeteorologicalSensor | meteorological packages |  | A psychrometer designed by Institute of Oceanographic Sciences (now National Oceanography Centre) to measure wet and dry bulb atmospheric temperature. The instrument consisted of two similar thermometers that were mounted side by side. The dry bulb has its bulb exposed to the air; the wet bulb was wrapped in an absorbent material (muslin), which was immersed in water and served as a wick. | None
L22/TOOL0081 | Vaisala HMP temperature and humidity sensor | MeteorologicalSensor | meteorological packages |  | A family of sensors and instruments (sensors plus integral displays or loggers) for the measurement of air temperature and relative humidity. All are based on a probe containing a patent (HUMICAP) capacitive thin film polymer humidity sensor and a Pt100 platinum resistance thermometer. The probes are available with a wide range of packaging, cabling and interface options all of which have designations of the form HMPnn such as HMP45 and HMP75. Vaisala sensors are incorporated into weather stations and marketed by Campbell Scientific. | None
L22/TOOL0082 | Kipp and Zonen CM11 pyranometer | MeteorologicalSensor | meteorological packages |  | A pyranometer that measures solar irradiance with a spectral response from 310-2800 nm. It is housed in a weatherproof titanium canister that has been painted with a very flat black paint that absorbs radiation. A small glass dome at the top of the instrument is allows light to enter the sensor. Light levels are detected as temperature changes creating voltages in fine wire coil detectors. | None
L22/TOOL0083 | Eppley Precision Infrared Radiometer Pyrgyometer | MeteorologicalSensor | meteorological packages |  | The Eppley Precision Infrared Radiometer (PIR) pyrgyometer measures longwave (infrared) radiation. It is housed in a weatherproof titanium canister that has been painted with a very flat black paint that absorbs radiation. A small glass dome at the top of the instrument is covered with an 'interference coating' which allows only infrared radiation to come through. Light levels are detected as temperature changes creating voltages in fine wire coil detectors. | None
L22/TOOL0084 | Sonic Gill R3A-100 Research sonic anemometer | MeteorologicalSensor | meteorological packages |  | Triaxial sonic anemometer with asymmetric head and a data output rate of 100Hz. The sensor head of the anemometer consists of three pairs of transducers orientated at different angles across the measurement region. Each pair of transducers act alternately as transmitters and receivers, sending pulses of ultrasound between them. By measuring the time of flight of the pulse in both directions, the velocity component of the air flow along the line of the transducer pair can be determined. This measurement is carried out for each of the three transducer pairs in turn. A mathematical transformation is then performed, to convert the resulting three wind vectors into U,V,W format. | None
L22/TOOL0281 | Barometer | MeteorologicalSensor | meteorological packages |  | A generic term for a device that measures atmospheric pressure. The term is for use where details of the make, model number and measurement principle are not known. | None
R2RE/1015 | Meteorological Sensor | MeteorologicalSensor | meteorological packages | startLine;endLine;abortLine;sampleLine | Generic Meteorological Sensor description goes here | None
R2RE/9059 | Meter Net | MeterNet | plankton nets |  | A meter net is a plankton net with a one meter diameter opening and a mesh size of .333 mm, towed horizontally, obliquely or vertically, also known as a Ring Net. | None
L05/102 | metstation | Metstation | meteorological packages |  | integrated meteorological system measures temperature, pressure, humidity, etc. | None
R2RE/9062 | Multi-parameter Inorganic Carbon Analyzer | MICA | disolved gas sensors |  | Aleck Wang's sampling system does simultaneous measurements of surface sea water pCO2, TCO2, pH and atmospheric pCO2 | None
R2RE/9060 | McLane Moored Profiler (MMP) | MMP | biology pump |  | The McLane Moored Profiler (MMP) autonomously profiles the water column in a time-series along a fixed tether. Profiling depth, time intervals and pressure stops are user-defined, and profiling patterns can span specific seasons or timeframes. An optional underwater inductive modem provides real-time communication between the MMP and a surface buoy or seabed node. http://www.mclanelabs.com/master_page/product-type/profilers/mclane-moored-profiler | None
R2RE/1017 | MOCNESS1 | MOCNESS1 | custom instrument | deploy;maxDepth;recover;abort;other | MOCNESS 1 (1 square meter) is a much-improved, high-tech version of the humble sampling net. As MOCNESS tows behind a research ship, each net can be opened and shut independently so that it samples a discrete patch of water. The researcher chooses exactly when by using the environmental sensing system. This is an array of sensors mounted on the instrument frame that relays water conditions up to the ship in real time. The data also help researchers match what they find in their sample to the physical properties of the seawater. | None
R2RE/1018 | MOCNESS10 | MOCNESS10 | custom instrument | deploy;maxDepth;recover;abort;other | The MOCNESS-10 (with 10 m^2 nets) carries 6 nets of 3.0-mm circular mesh which are opened and closed sequentially by commands through conducting cable from the surface (Wiebe et al., 1976). In this system, the underwater unit sends a data frame, comprising temperature, depth, conductivity, net-frame angle, flow count, time, number of open net, and net opening/closing, to the deck unit in a compressed hexadecimal format every 2 seconds and from the deck unit to a microcomputer every 4 seconds (Wiebe et al., 1985). | None
R2RE/9071 | Sediment Trap - Moored | MooredSedTrap | sediment traps |  | A sediment trap moored at a specific depth in the water column, in a particular location. | None
R2RE/1020 | mooring | Mooring | mooring | deploy;service;recover;startLine;endLine;abortLine;other | A collection of devices, connected to a wire and temporarily anchored on the sea floor. A mooring can be free floating or anchored for some days to weeks (short-time). Long-time moorings might be deployed for a maximum duration of two years. An acoustic release connects the mooring to an anchor weight on the sea floor. The weight is released by sending a coded acoustic command signal from a ship. The weight (e.g. old rail wheels) is unrecoverable. Floaters permit the mooring to come up to the surface to be recovered by a research vessel. | None
R2RE/9025 | MRU | MRU | platform attitude sensors |  | (motion reference unit) measures pitch, roll, heave, and heading | None
R2RE/9061 | Multi Corer | Multi-core | unconsolidated sediment corers |  | The Multi Corer is a benthic coring device used to collect multiple, simultaneous, undisturbed sediment/water samples from the seafloor. Multiple coring tubes with varying sampling capacity depending on tube dimensions are mounted in a frame designed to sample the deep ocean seafloor. For more information, see Barnett et al. (1984) in Oceanologica Acta, 7, pp. 399-408. | None
L22/TOOL0384 | Kongsberg (Simrad) EM 1002 multibeam echosounder | Multibeam | multi-beam echosounders |  | A 95 kHz multibeam echosounder designed for use in water depths of up to 1000 m. The transducer array includes 111 beams with a 2 deg beam width. Across-track coverage is up to 1500 m and angular coverage is adjustable up to 190 deg. The instrument has pulse lengths of 0.2, 0.7 and 2 ms and a depth resolution of 1, 4 or 8 cm. | None
L22/TOOL0385 | Kongsberg (Simrad) EM 1002S multibeam echosounder | Multibeam | multi-beam echosounders |  | A 95 kHz multibeam echosounder, this is the shallow-water version of the EM 1002. The transducer array includes 111 beams with a 2 deg beam width. Across-track coverage is limited to approximately 1000 m and angular coverage is adjustable up to 190 deg. The instrument has a single pulse length of 0.2 ms. | None
L22/TOOL0386 | Kongsberg (Simrad) EM 120 multibeam echosounder | Multibeam | multi-beam echosounders |  | A low frequency (12 kHz) multibeam echosounder with full ocean depth capability. The transducer array includes 191 beams with angular coverage adjustable up to 150 deg and a swath width of up to 5.5 times water depth. The instrument has pulse lengths of 2, 5 and 15 ms and a depth resolution of 10 to 40 cm. | None
R2RE/1008 | Kongsberg (Simrad) EM 122 multibeam echosounder | Multibeam | multi-beam echosounders |  | EM 122 multibeam echosounder is a high performance echosounder for deep water mapping with up to 288 simultaneous beams. | None
R2RE/1016 | Sea Beam multibeam echosounder | Multibeam | multi-beam echosounders |  | A multibeam echosounder is a device typically used by hydrographic surveyors to determine the depth of water and the nature of the seabed. | None
R2RE/1029 | Kongsberg (Simrad) EM 302 multibeam echosounder | Multibeam | multi-beam echosounders |  | Designed to map almost all of the ocean floors excepting the deep trenches with an unsurpassed resolution and accuracy. Replaces the EM 300 model. Better for smaller vessels, and for sea depths of less than 2-3000m. Scientists use the system to obtain detailed maps of the seafloor. | None
L05/157 | multibeam | Multibeam | multi-beam echosounders |  | multiple formed beam mapping sonar system | None
L22/TOOL0078 | Global Positioning Satellite System | Navigation | NAVSTAR Global Positioning System receivers | faultGPS;faultGyro | A location system of unspecified make or model that determines location on the Earth's surface using the Global Positioning Satellite Network. Angular co-ordinates are given relative to WGS84 CRS. Other parameters such as platform velocity may be derived from this. | None
L22/TOOL0079 | Gyrocompass | Navigation | compass |  | A compass of unspecified make or model number that finds true north by using a fast-spinning wheel and friction forces to sense the rotation of the Earth. | None
L22/TOOL0304 | IXSEA Photonic Inertial Navigation System | Navigation | inertial navigation systems |  | PHINS, or PHotonic Inertial Navigation System (INS) that outputs position, heading, pitch, roll, heave, depth and velocity. The PHINS uses a high accuracy inertial measurement unit and produces positional data with an accuracy ranging from metres to cm, depending on the specific instrumentation setup. INS drift performance is known to be inadequate without a velocity input from an ADCP. | None
L22/TOOL0388 | Ashtech GG24 Global Positioning System and Global Navigation Satellite System receiver | Navigation | NAVSTAR Global Positioning System receivers | faultGPS;faultGyro | A GPS receiver providing three-dimensional position, velocity and attitude information at a rate of up to 5 Hz. The ADU5 uses four antennae and 56 channels for satellite tracking and reliable positioning. It incorporates signals from Satellite Based Augmentation Systems (SBAS) and includes a 2-channel 300-kHz beacon receiver for differential GPS (DGPS) operations. Real-time horizontal position accuracy is = 3 m in autonomous mode and = 40 cm in differential mode. | None
L22/TOOL0389 | Ashtech ADU5 Global Positioning System receiver | Navigation | NAVSTAR Global Positioning System receivers | faultGPS;faultGyro | A GPS receiver providing three-dimensional position, velocity and attitude information at a rate of up to 5 Hz. The ADU5 uses four antennae and 56 channels for satellite tracking and reliable positioning. It incorporates signals from Satellite Based Augmentation Systems (SBAS) and includes a 2-channel 300-kHz beacon receiver for differential GPS (DGPS) operations. Real-time horizontal position accuracy is = 3 m in autonomous mode and = 40 cm in differential mode. | None
L22/TOOL0390 | Ashtech ADU2 Global Positioning System receiver | Navigation | NAVSTAR Global Positioning System receivers | faultGPS;faultGyro | A GPS receiver providing three-dimensional position, velocity and attitude information at a rate of up to 2 Hz. The ADU2 uses four antennae and a 48-channel receiver for Position Dilution of Precision (PDOP)-based satellite tracking. Real-time horizontal position accuracy is = 5 m in autonomous mode and = 1 m in differential mode. | None
L22/TOOL0391 | Trimble 4000DL Global Positioning System receiver | Navigation | NAVSTAR Global Positioning System receivers | faultGPS;faultGyro | A differential GPS receiver used on research vessels during the 1990s and early 2000s. Cruise literature reports that this instrument used an 8-channel receiver. Maximum sampling rate is recorded as approximately 1 Hz. | None
R2RE/9082 | Ocean Bottom Seismometer unspecified type | OBS | ocean bottom seismometer |  | a self contained data-acquisition system which free falls to the ocean floor and records seismic data generated by airguns and earthquakes | None
R2RE/1022 | Bird Observer | ObserverBirds | observers | start;end;other | Bird Observer description goes here | None
R2RE/1023 | Marine Mammal Observer | ObserverMammals | observers | start;end;other | Marine Mammal Observer description goes here | None
R2RE/9064 | OOIAST2: OOI AST2 Hybrid Profiler Mooring SIO | OOIAST2 | mooring |  | The OOI At-Sea-Test 2 (AST2) Global Hybrid Profiler Mooring was deployed on Sept. 26. 2011 in approximately 2500 meters of water at a latitude of 39 degree North near the Pioneer Area which is south of Woods Hole. The Global Hybrid Profiler Mooring (GHPM) consists of a Surface Piercing Profiler (SPP or SeaCycler) to perform profiling measurements in the upper 150m of the water column and a Wire Following Profiler (WFP or McLane Moored Profiler) which takes profiling measurements 3 times per day between 300m to 2300m. Communication between the SPP and the lower part of the mooring (including the WFP) takes place inductively via the SIO controller in 2285m depth which collects all data and passes them to the SPP. The data from all these instruments get transmitted to shore through the satellite communication link of the Surface Piercing Profiler. The AST2 GHPM is a prototype of the Global GHPM moorings that will be deployed at the four Global OOI sites. http://mooring.ucsd.edu/index.html?/projects/ooi/ooi_data.html | None
R2RE/1024 | Instrument Details Specified Elsewhere | Other | unknown | start;end;other | This is a placeholder for eventlogger and other systems that allow users to specify their own instrumentation. Such entries are tagged using this vocabulary term so that the actual instrument make and model can be researched. | None
R2RE/9027 | PCO2 | PCO2 | dissolved gas sensors |  | measures partial pressure of dissolved carbon dioxide | None
L05/122 | radiometer | Radiometer | radiometers |  | measures radiation - pyranometer, pyrheliometer, pyrgeometer, albedometer, etc. | None
L05/381 | raingauge | Raingauge | meteorological packages |  | (udometer) measures amount of liquid precipitation | None
L22/NETT0147 | Reeve Net | ReeveNet | plankton nets |  | A Reeve Net is a conventional ring net with a very large acrylic cylindrical cod-end (30 liters) designed to collect fragile gelatinous animals. The net is lowered to a particular depth and then hauled slowly back to the surface (5-10 m/min). Reeve (1981) also described a double net system with no bridle and flotation at the net mouth that is attached to a roller mechanism that rides on a tow wire. The roller system is locked in place by a pressure release device. Once below a set pressure, the roller and nets are released and they float slowly up the wire, gently collecting the zooplankton, without being influenced by the motion of the vessel and associated vertical wire movements. (from Wiebe and Benfield, 2003) | None
R2RE/1026 | REMUS Autonomous Underwater Vehicle | REMUS | underwater vehicle | start;end;other | Remus make AUV of unknown model | None
R2RE/9067 | ROV ROPOS | ROV-ROPOS | underwater vehicle |  | http://www.ropos.com/index.php?option=com_content&view=article&id=17&Itemid=19 | None
L22/TOOL0266 | Sea-Bird SBE 39 temperature recorder | SBE 39 TR | water temperature sensor |  | A high-accuracy temperature recorder (pressure optional) with internal battery and non-volatile memory for deployment at depths up to 10500 meters. It is intended for moorings or other long-term, fixed-site applications, as well as shorter-term deployments on nets, towed vehicles or ROVs. Calibration coefficients stored in EEPROM allow the SBE 39 to transmit data in engineering units. The SBE 39 thermistor has a long history of exceptional accuracy and stability (typical drift is less than 0.002C per year). The SBE 39 communicates directly with a computer via a standard RA-232 interface. For more information see http://www.bodc.ac.uk/data/documents/nodb/108627/ | None
L22/TOOL0474 | Marine Magnetics SeaSPY Marine Magnetometer | SeaSPY magnetometer | magnetometer |  | A marine magnetometer that measures the ambient magnetic field using a specialised branch of nuclear Magnetic Resonance technology applied to hydrogen nuclei. It uses an Overhauser sensor that allows omnidirectional data collection regardless of the direction of the ambient magnetic field. The sensor is accurate to 0.1 nT with a resolution of 0.01 nT. The magnetometer and associated electronics are held in a fibreglass towfish and the SeaSPY is available in three depth ratings: 1000 m, 3000 m and 6000 m. Optional extras include a pressure sensor, altimeter, transponder and side scan integration. | None
R2RE/9069 | Sediment Trap | SedimentTrap | sediment traps |  | Sediment traps are specially designed containers deployed in the water column for periods of time to collect particles from the water column falling toward the sea floor. In general a sediment trap has a jar at the bottom to collect the sample and a broad funnel-shaped opening at the top with baffles to keep out very large objects and help prevent the funnel from clogging. This designation is used when the specific type of sediment trap was not specified by the contributing investigator. | None
R2RE/1027 | Academic Research Vessel | Ship | research vessel | startCruise;endCruise;other | Academic Research Vessel description goes here | None
R2RE/9073 | Surface Velocity Program Drifter | SVP drifter | drifter/float |  | Modern satellite-tracked surface drifting buoy (drifter). The modern drifter is a high-tech version of the message in a bottle. It consists of a surface buoy and a subsurface drogue (sea anchor), attached by a long, thin tether. The buoy measures temperature and other properties, and has a transmitter to send the data to passing satellites. The drogue dominates the total area of the instrument and is centered at a depth of 15 meters beneath the sea surface. Lumpkin, R. and M. Pazos, 2006: Measuring surface currents with Surface Velocity Program drifters: the instrument, its data, and some recent results. Chapter two of Lagrangian Analysis and Prediction of Coastal and Ocean Dynamics (LAPCOD) ed. A. Griffa, A. D. Kirwan, A. J. Mariano, T. Ozgokmen, and T. Rossby. | None
R2RE/9033 | thermometer | Thermometer | geothermometers |  | measures air or water temperature | None
R2RE/1056 | Sea-Bird SBE21 SeaCat thermosalinograph | Thermosalinograph SBE21 | thermosalinographs |  | The SBE 21 accurately determines sea surface temperature and conductivity from underway vessels. Data is simultaneously stored in memory and transmitted to a computer serial port, allowing independent data logging and real-time data acquisition. Typically mounted near the ship's seawater intake, the SBE 21 is connected to an AC-powered interface box positioned near the computer. The interface box provides power and an isolated data interface, and contains a NMEA 0183 port for appending navigation information to the data stream. | None
L22/TOOL0190 | Sea-Bird SBE45 MicroTSG thermosalinograph | Thermosalinograph SBE45 | thermosalinographs | startLine;endLine;abortLine;sampleLine | A small externally powered, high-accuracy instrument, designed for shipboard determination of sea surface (pumped-water) conductivity and temperature. It is constructed of plastic and titanium to ensure long life with minimum maintenance. It may optionally be interfaced to an external SBE 38 hull temperature sensor. | None
R2RE/9034 | timeserver | Timeserver | lookup in seavox |  | reads actual time from a reference clock (GPS, WWVB, etc) and distributes to clients | None
L22/TOOL0148 | transmissometer | Transmissometer | transmissometers |  | measures fraction of light absorbed or scattered by particles in water | None
R2RE/9051 | CTD TRIAXUS | Triaxus | towed undulating vehicle |  | Sea-bird SBE 9 pumped CTD attached to the Triaxus towed undulating platform designed for making quasi-synoptic, high-resolution, three-dimensional surveys of the upper ocean. Developed by the IOP lab at APL. | None
L05/133 | TSG | TSG | thermosalinographs |  | (thermosalinograph) measures flow-through conductivity, temperature, etc. | None
R2RE/9063 | NIWA Underway PCO2 system | underwayPCO2 | disolved gas sensors |  | This partial pressure of carbon dioxide (pCO2) analysis system sampled from the vessel R/V Tangaroa's underway system. The pCO2 was measured by infrared analysis of the carbon dioxide of air continuously equilibrated with pumped seawater. The pCO2 rig was located on a bench in the temperature controlled laboratory off the fish factory, beside the pH systems (continuous and discrete) and the alkalinity system.http://data.bco-dmo.org/Fe_Synthesis/SAGE/SAGE_pCO2_data_report_for_NIWA_database.pdf | None
R2RE/1057 | User specified instrument | UserSpecified | user specified |  | Instrument that does not have a controlled vocabulary term | None
R2RE/9078 | vent camera | ventCam | cameras |  | High speed video camera used for hydrothermal vent flow | None
R2RE/1028 | Cabel Davis Video Plankton Recorder | VPR | plankton counters | deploy;maxDepth;recover;abort;other | The Video Plankton Recorder (VPR) is an underwater video microscope system that that takes images of plankton and particulate matter as small as 50 microns and up to a few centimeters in size. The instrument is used to help scientists quickly measure the distributional patterns of plankton without destroying their delicate forms, as can happen when using nets and bottles. | None
R2RE/9037 | winch | Winch | winch | maxtensionWire;maxspeedWire | UNOLS Winch Pool Winch goes here | None
L22/TOOL0262 | Lockheed Martin Sippican T-5 XBT probe | XBT | bathythermographs | release | An expendable free-fall temperature probe that provides a profile of measured temperature against depth calculated from a fall-rate model. The T-5 XBT Probe can be used within a maximum depth of 1830m, may be deployed at a ship speed of up to 6 knots and has a vertical resolution of 65cm. | None
L22/TOOL0263 | Lockheed Martin Sippican T-7 XBT probe | XBT | bathythermographs | release | An expendable free-fall temperature probe that provides a profile of measured temperature against depth calculated from a fall-rate model. The T-7 XBT Probe can be used within a maximum depth of 760m, may be deployed at a ship speed of up to 15 knots and has a vertical resolution of 65cm. | None
R2RE/1031 | XBT | XBT | bathythermographs | release | The Expendable Bathythermograph (XBT) has been used by oceanographers for many years to obtain information on the temperature structure of the ocean to depths of up to 1500 meters. | None
R2RE/9040 | Lockheed Martin Sippican XBT Fast Deep probe | XBT | bathythermographs | release | An expendable free-fall temperature probe that provides a profile of measured temperature against depth calculated from a fall-rate model. Provides the maximum depth capabilities at the highest possible ship speed of any XBT. | None
R2RE/9091 | Kongsberg EM EM710 multibeam echosounder | Multibeam | multi-beam echosounders |  | Konsberg EM701 multibeam, scientist use the system to obtain detailed maps of the seafloor | None
R2RE/9092 | Kongsberg Topas PS18 | PS18 | sub-bottom profiler |  | Kongsberg TOPAS PS 18 parametric sub-bottom profilers comprises of the following:Transducer - 8 x 16 channels Transceiver U | None
nit; Linear | switched mode power amplifier; Built-in T/R-switch; Low noise receiver with 24 bit ADC; High dynamic range; >110 dB" |  |  |  |  | None
R2RE/9093 | Teledyne RDI Ocean Surveyor 150kHz vessel-mounted ADCP | ADCP150 | current profilers |  | The Teledyne RDI 150kHz Ocean Surveyor vessel-mounted acoustic Doppler current profiler is designed for continuous current profiling from a moving ship | None
L22/TOOL0198 | Simrad Split beam EK60 | Multibeam | multibeam echosounder |  | Simrad EK60 Scientific echo sounderMulti frequency application for species identification Simultaneous transmission of all frequencies | None
R2RE/9095 | Acoustic Centerboard | centerBoard | Acoustic centerboard |  | an acoustic drop keel (Centerboard). The centerboard is an extension of the hull that can be raised and lowered in the water in order to position the EK 60 spit beam array below the bubble sweep down of the hull and surface bubbles. | None
R2RE/9096 | Soundguard Hydrophone Array | Hydrophone | hydrophone array |  | Towed hydrophone array | None
R2RE/9097 | LDS Logger | Acqsys | underway data aqu |  | LDS is the LDEO Data System. It is an architecture and collection of software for the automated logging of real-time data sources | None
R2RE/9098 | CNAV GPS | Navigation | GPS |  | CNAV Global Positioning Device | None
R2RE/9099 | Seapath 320 | MRU | motion reference unit |  | Kongsbergrecise Heading, Attitude and Positioning Sensor | None
R2RE/9100 | MC800 multicorer | Oceanographic Corer | oceanographic multi-corer |  | Multi-Corer MC-800 comes complete with frame, spyder, 8 complete polycarbonate sample tubes and aluminum tube holders, lead weight mold | None
R2RE/9101 | CTD Hydrographic Winch | Winch | hydrographic winch |  | CTD Hydrographic Winch with 322 EM cable | None
R2RE/9102 | Hydrographic Winch | Winch | hydrographic winch |  | Hydrographic Winch with .322 cable | None
R2RE/9103 | Trawl Winch with 680 cable | Winch | trawl winch |  | Trawl Winch with 680 cable | None
R2RE/9104 | Trawl Winch with 9/16 cable | Winch | trawl winch |  | Trawl Winch with 9/16 cable | None

## R2RE Vocab
EntryKey | EntryTerm | TermDescription | TermType | ClosestMap | NvsStatus | AvailVocabTerms | ModifiedDate
R2RE/1001 | biology pumps |  | DeviceCatTerm |  | tbd
R2RE/1002 | Biology Pump | Device that pumps seawater and collects matter, usually on a filter | DeviceTerm |  | DoNotUse
R2RE/1003 | ADCP75 | An Acoustic Doppler Current Profiler, or Acoustic Doppler Profiler, is often referred to with the acronym ADCP. Scientists use the instrument to measure how fast water is moving across an entire water column. An ADCP anchored to the seafloor can measure current speed not just at the bottom, but also at equal intervals all the way up to the surface. The instrument can also be mounted horizontally on seawalls or bridge pilings in rivers and canals to measure the current profile from shore to shore, and to the bottoms of ships to take constant current measurements as the boats move. In very deep areas, they can be lowered on a cable from the surface. The ADCP measures water currents with sound (75kHz), using a principle of sound waves called the Doppler effect. | DeviceTerm | L05:115 | morespecific | L05:115 - current profilers
R2RE/1004 | ADCP150 | An Acoustic Doppler Current Profiler, or Acoustic Doppler Profiler, is often referred to with the acronym ADCP. Scientists use the instrument to measure how fast water is moving across an entire water column. An ADCP anchored to the seafloor can measure current speed not just at the bottom, but also at equal intervals all the way up to the surface. The instrument can also be mounted horizontally on seawalls or bridge pilings in rivers and canals to measure the current profile from shore to shore, and to the bottoms of ships to take constant current measurements as the boats move. In very deep areas, they can be lowered on a cable from the surface. The ADCP measures water currents with sound (150kHz), using a principle of sound waves called the Doppler effect. | DeviceTerm | L05:115 | morespecific | L05:115 - current profilers
R2RE/1005 | ADCP300 | A Doppler velocity log (DVL) measuring bottom track and water track velocities, altitude, heading, tilt, temperature, echo intensity, pressure and current velocities. 300kHz Broadband signal processing gives high data resolution and a four-beam solution gives an independent error velocity measurement as an indicator of data quality. It has a bottom track range of 200m and velocity accuracy for both bottom and water track modes is 0.4% of the velocity, 0.2cm/s. The instrument operates effectively over a temperature range of -5C to 45C and with a tilt of up to 15 deg. | DeviceTerm | L05:115 | morespecific | L05:115 - current profilers
R2RE/1006 | research vessel |  | DeviceCatTerm |  | tbd
R2RE/1008 | Kongsberg (Simrad) EM 122 multibeam echosounder | EM 122 multibeam echosounder is a high performance echosounder for deep water mapping with up to 288 simultaneous beams. | DeviceTerm |  | tbd
R2RE/1009 | GreeneBomber | The Greene Bomber is a towed, dual-beam acoustic system operating at 120 and 420 kHz or 1 MHz that provides continuous profiles of the water column for zooplankton with a size range of 1.5 mm to 100 mm. In addition to acoustic data, the Greene Bomber can collect temperature, salinity, and fluorescence. | DeviceTerm |  | tbd
R2RE/1010 | custom instrument |  | DeviceCatTerm |  | tbd
R2RE/1011 | HammarHead | Custom instrument developed at WHOI that measures acoustic backscatter (owned by Andone Lavery) | DeviceTerm |  | tbd
R2RE/1012 | handline |  | DeviceCatTerm |  | tbd
R2RE/1013 | Handline |  | DeviceTerm |  | tbd
R2RE/1014 | Mast Camera |  | DeviceTerm |  | tbd
R2RE/1015 | Meteorological Sensor | A handline is used to make discharge measurements or to collect water quality or sediment samples where it is inconvenient to use a sounding reel or a crane. | DeviceTerm |  | tbd
R2RE/1016 | Sea Beam multibeam echosounder | A multibeam echosounder is a device typically used by hydrographic surveyors to determine the depth of water and the nature of the seabed. | DeviceTerm |  | tbd
R2RE/1017 | MOCNESS1 | MOCNESS 1 (1 square meter) is a much-improved, high-tech version of the humble sampling net. As MOCNESS tows behind a research ship, each net can be opened and shut independently so that it samples a discrete patch of water. The researcher chooses exactly when by using the environmental sensing system. This is an array of sensors mounted on the instrument frame that relays water conditions up to the ship in real time. The data also help researchers match what they find in their sample to the physical properties of the seawater. | DeviceTerm |  | tbd
R2RE/1018 | MOCNESS10 | The MOCNESS-10 (with 10 m^2 nets) carries 6 nets of 3.0-mm circular mesh which are opened and closed sequentially by commands through conducting cable from the surface (Wiebe et al., 1976). In this system, the underwater unit sends a data frame, comprising temperature, depth, conductivity, net-frame angle, flow count, time, number of open net, and net opening/closing, to the deck unit in a compressed hexadecimal format every 2 seconds and from the deck unit to a microcomputer every 4 seconds (Wiebe et al., 1985). | DeviceTerm |  | tbd
R2RE/1019 | mooring |  | DeviceCatTerm |  | tbd
R2RE/1020 | mooring | A collection of devices, connected to a wire and temporarily anchored on the sea floor. A mooring can be free floating or anchored for some days to weeks (short-time). Long-time moorings might be deployed for a maximum duration of two years. An acoustic release connects the mooring to an anchor weight on the sea floor. The weight is released by sending a coded acoustic command signal from a ship. The weight (e.g. old rail wheels) is unrecoverable. Floaters permit the mooring to come up to the surface to be recovered by a research vessel. | DeviceTerm |  | tbd
R2RE/1021 | compass |  | DeviceCatTerm |  | tbd
R2RE/1022 | Bird Observer | Bird Observer description goes here | DeviceTerm |  | tbd
R2RE/1023 | Marine Mammal Observer | Marine Mammal Observer description goes here | DeviceTerm |  | tbd
R2RE/1024 | Instrument Details Specified Elsewhere |  | DeviceTerm | L22:TOOLZZZ | tbd | L22:TOOLZZZ - unknown
R2RE/1025 | underwater vehicle |  | DeviceCatTerm |  | tbd
R2RE/1026 | research vessel |  | DeviceCatTerm |  | tbd
R2RE/1026 | Remus Authomomous Underwater Vehicle | Remus make AUV of unknown model | DeviceTerm |  | tbd
R2RE/1027 | UNOLS Research Vessel | Academic Research Vessel description goes here | DeviceTerm |  | tbd
R2RE/1028 | Cabel Davis Video Plankton Recorder | The Video Plankton Recorder (VPR) is an underwater video microscope system that that takes images of plankton and particulate matter as small as 50 microns and up to a few centimeters in size. The instrument is used to help scientists quickly measure the distributional patterns of plankton without destroying their delicate forms, as can happen when using nets and bottles. | DeviceTerm |  | tbd
R2RE/1029 | Kongsberg (Simrad) EM 302 multibeam echosounder | Designed to map almost all of the ocean floors excepting the deep trenches with an unsurpassed resolution and accuracy. Replaces the EM 300 model. Better for smaller vessels, and for sea depths of less than 2-3000m. Scientists use the system to obtain detailed maps of the seafloor. | DeviceTerm |  | tbd
R2RE/1030 | winch |  | DeviceCatTerm |  | tbd | R2R:dt:winch - winch
R2RE/1031 | XBT | The Expendable Bathythermograph (XBT) has been used by oceanographers for many years to obtain information on the temperature structure of the ocean to depths of up to 1500 meters. | DeviceTerm |  | tbd
R2RE/1032 | WHOI Athena data acquisition system |  | DeviceTerm |  | tbd
R2RE/1033 | WHOI Calliope data acquisition system |  | DeviceTerm |  | tbd
R2RE/1034 | NOAA SCS data acquisition system | NOAA SCS data acquisition system description goes here | DeviceTerm |  | tbd
R2RE/1035 | abort | Aborted device operations | ActionTerm |  | tbd
R2RE/1036 | cruiseEnd | Research cruise ended | ActionTerm |  | tbd
R2RE/1037 | cruiseStart | Research cruise started | ActionTerm |  | tbd
R2RE/1038 | deploy | Deploy device/vehicle | ActionTerm |  | tbd
R2RE/1039 | end | End device/vehicle ops | ActionTerm |  | tbd
R2RE/1040 | endSafetydrill | Safety drill ended | ActionTerm |  | tbd
R2RE/1041 | faultGPS | GPS fault occurred | ActionTerm |  | tbd
R2RE/1042 | faultGyro | Gyro fault occurred | ActionTerm |  | tbd
R2RE/1043 | maxDepth | Device/vehicle at max depth | ActionTerm |  | tbd
R2RE/1044 | maxextensionWire | Winch wire at maximum extension | ActionTerm |  | tbd
R2RE/1045 | maxspeedWire | Winch wire at maximum speed | ActionTerm |  | tbd
R2RE/1046 | other | Other device/vehicle action | ActionTerm |  | tbd
R2RE/1047 | recover | Recover device/vehicle | ActionTerm |  | tbd
R2RE/1048 | release | Relase device/vehicle | ActionTerm |  | tbd
R2RE/1049 | service | Service device/vehicle | ActionTerm |  | tbd
R2RE/1050 | startLine | Sampling line started | ActionTerm |  | tbd
R2RE/1051 | startSafetydrill | Safety drill started | ActionTerm |  | tbd
R2RE/1052 | startSample | Sample of material started | ActionTerm |  | tbd
R2RE/1053 | startTransect | Ship transect started | ActionTerm |  | tbd
R2RE/1054 | stationStart | Research cruise station started | ActionTerm |  | tbd
R2RE/1055 | stopSample | Sample of material stopped | ActionTerm |  | tbd
R2RE/1056 | Thermosalinograph SBE21 | The SBE 21 accurately determines sea surface temperature and conductivity from underway vessels. Data is simultaneously stored in memory and transmitted to a computer serial port, allowing independent data logging and real-time data acquisition. Typically mounted near the ship's seawater intake, the SBE 21 is connected to an AC-powered interface box positioned near the computer. The interface box provides power and an isolated data interface, and contains a NMEA 0183 port for appending navigation information to the data stream. | DeviceTerm |  | tbd
R2RE/1057 | User Specified Instrument | Instrument that does not have a controlled vocabulary term | DeviceTerm |  | tbd
R2RE/9010 | data acquisition system |  | DeviceCatTerm |  | tbd
R2RE/9011 | acqsys | de/multiplexing and timetagging data acquisition system | DeviceTerm |  | tbd | R2R:dt:acqsys - acqsys
R2RE/9012 | ADCP | (acoustic doppler current profiler) sonar measures water current velocities | DeviceTerm | L05:115 | bettermatch? | L05:115 - current profilers
R2RE/9013 | anemometer | measures wind speed and direction | DeviceTerm | L22:TOOL0269 | match | TOOL0269 - Conductivity, temperature and depth package¦L05:101 - anemometers
R2RE/9014 | CTD | A CTD an acronym for Conductivity, Temperature, and Depth is the primary tool for determining essential physical properties of sea water. It gives scientists a precise and comprehensive charting of the distribution and variation of water temperature, salinity, and density that helps to understand how the oceans affect life. | DeviceTerm | L22:TOOL0001 | match | L22:TOOL001 - Conductivity, temperature and depth package¦L05:130 - CTD
R2RE/9015 | echosounder | sonar measures depth to seafloor or midwater reflectors - fathometer, fishfinder, etc. | DeviceTerm |  | tbd | L05:112 - inverted echosounder¦L05/156 - singlebeam echosounder¦L05/157 - multibeam echosounder
R2RE/9016 | expendableprobe |  | DeviceTerm |  | tbd | L05/132 - bathythermograph
R2RE/9017 | flow meters | instrument that measures rate of water flow - can be mechanical, optical, electromagnetic, etc. | DeviceTerm | L05:388 | match | L05:388 - flow meters
R2RE/9018 | fluorometer | measures fluorescence (usually for phytoplankton) | DeviceTerm | L22:TOOL0145 | match | L22:TOOL0145 - Unknown chlorophyll fluorometer¦L05:113 - fluorometers
R2RE/9019 | GNSS | (global navigation satellite system) - GPS/WAAS, GLONASS, Galileo, etc. | DeviceTerm | L05:301 | bettermatch? | L05:301 - satellite positioning systems
R2RE/9020 | gravimeter | measures the Earth's local gravitational field | DeviceTerm | L05:158 | tbd | L05::158 - gravimeters
R2RE/9021 | gyrocompass | compass with a motorized gyroscope that tracks true north (heading) | DeviceTerm | L05:385 | bettermatch? | L05:385 - platform attitude sensors
R2RE/9022 | HDSS |  | DeviceTerm |  | tbd
R2RE/9023 | magnetometer | measure strength and/or direction of the Earth's magnetic field | DeviceTerm | L05:159 | match | L05:159 - magnetometers
R2RE/9024 | metstation | integrated meteorological system measures temperature, pressure, humidity, etc. | DeviceTerm | L05:102 | match | L05:102 - meteorological packages
R2RE/9025 | MRU | (motion reference unit) measures pitch, roll, heave, and heading | DeviceTerm |  | tbd
R2RE/9026 | multibeam | multiple formed beam mapping sonar system | DeviceTerm | L05:157 | match | L05:157 - multibeam echosounder
R2RE/9027 | PCO2 | measures partial pressure of dissolved carbon dioxide | DeviceTerm | L05:351 | bettermatch? | L05:351 - dissolved gas sensors
R2RE/9028 | radiometer | measures radiation - pyranometer, pyrheliometer, pyrgeometer, albedometer, etc. | DeviceTerm | L05:122 | match | L05:122 - radiometers
R2RE/9029 | raingauge | (udometer) measures amount of liquid precipitation | DeviceTerm | L05:381 | match | L05:381 - precipitation gauges
R2RE/9030 | speedlog |  | DeviceTerm | L05:385 | bettermatch? | L05:385 - platform attitude sensors
R2RE/9031 | SSV |  | DeviceTerm | L05:185 | tbd | L05:185 - soiund velocity sensors
R2RE/9032 | subbottom |  | DeviceTerm |  | tbd
R2RE/9033 | thermometer | measures air or water temperature | DeviceTerm | L05:134 | bettermatch? | L05:134 - water temperature sensor
R2RE/9034 | timeserver | reads actual time from a reference clock (GPS, WWVB, etc) and distributes to clients | DeviceTerm | L05::POS06 | bettermatch? | L05::POS06 - Marine chronometers
R2RE/9035 | transmissometer | measures fraction of light absorbed or scattered by particles in water | DeviceTerm | L22/TOOL0148 | match | L22/TOOL0148 - Unknown transmissometer¦L05::124 - transmissometers
R2RE/9036 | TSG | (thermosalinograph) measures flow-through conductivity, temperature, etc. | DeviceTerm | L05:133 | match | L05::133 - thermosalinographs
R2RE/9037 | winch | UNOLS Winch Pool Winch goes here | DeviceTerm |  | tbd
R2RE/9038 | 12kHz echosounder | 12 kHz echosounder of unknown make/model | DeviceTerm |  | tbd
R2RE/9039 | 3.5kHz echosounder | 3.5 kHz echosounder of unknown make/model | DeviceTerm |  | tbd
R2RE/9040 | Lockheed Martin Sippican XBT Fast Deep probe | An expendable free-fall temperature probe that provides a profile of measured temperature against depth calculated from a fall-rate model. Provides the maximum depth capabilities at the highest possible ship speed of any XBT. | DeviceTerm |  | tbd
R2RE/9041 | Bell Aerospace BGM-3 gravity meter | Instrument that makes measurements of the Earth's gravity field | DeviceTerm |  | tbd
R2RE/9042 | humidometer | Designed to map almost all of the ocean floors excepting the deep trenches with an unsurpassed resolution and accuracy. Replaces the EM 300 model. Better for smaller vessels, and for sea depths of less than 2-3000m. Scientists use the system to obtain detailed maps of the seafloor. | DeviceTerm |  | tbd
R2RE/9043 | dissolved oxygen sensor | Instrument that measures the concentration of oxygen, dissolved in the water column | DeviceTerm |  | tbd
R2RE/9044 | air temperature sensor | measures air temperature | DeviceTerm |  | tbd
R2RE/9045 | Acoustic Current Meter | Falmouth Scientific, Inc. 2 Dimensional Acoustic Current Meter (2D-ACM) with optional CTD module offers an integrated platform in which to measure current, temperature, depth (tide), sound-velocity and salinity data. Using the phase-shift acoustic transit-time measurement technique, the 2D-ACM is an easy-to-use, high accuracy current meter, with no moving parts and a finite measurement volume. The phase-shift measurement principle allows the 2D-ACM to measure accurately, even in slow moving water and in water with no reflectors present (e.g. deep water). Internal compass and tilt sensors provide magnetic horizontal current vector direction, without the need for specific orientation of the current meter during deployment. http://www.falmouth.com/support/technicalpapers.html | DeviceTerm |  | tbd
R2RE/9046 | ARGO float | This could be used for ARGO float | DeviceTerm |  | tbd
R2RE/9047 | AS0CPPM: Coastal P Profiler Mooring |  |  |  | tbd
R2RE/9048 | AS0CPSM: Coastal P Surface Mooring |  |  |  | tbd
R2RE/9049 | calibration fluorometer |  |  |  | tbd
R2RE/9050 | Camera? | A camera (could be a 35 mm type), most often used to photograph marine mammals or birds. | DeviceTerm |  | tbd
R2RE/9051 | CTD TRIAXUS | Sea-bird SBE 9 pumped CTD attached to the Triaxus towed undulating platform designed for making quasi-synoptic, high-resolution, three-dimensional surveys of the upper ocean. Developed by the IOP lab at APL. | DeviceTerm |  | tbd
R2RE/9052 | drifter buoy | Satellite-tracked surface drifting buoy (drifter) is a high-tech version of the message in a bottle. It consists of a surface buoy and a subsurface drogue (sea anchor), attached by a long, thin tether. The buoy can measure ocean properties, and has a transmitter to send the location and any data to passing satellites. The drogue dominates the total area of the instrument and can be centered at a particular depth beneath the sea surface. | DeviceTerm |  | tbd
R2RE/9053 | EM-APEX float | A float that measures the ocean's velocity electromagnetically while monitoring water temperature and salinity, with ability to profile in depth. Also transfers the collected data, along with GPS plocation, over an Iridium satellite cell phone system to an onshore base station. | DeviceTerm |  | tbd
R2RE/9054 | Glider-Slocum | An underwater vehicle capable of moving to specific locations and depths occupying controlled spatial and temporal grids. Driven in a sawtooth verticle profile by variable buoyancy, the glider moves both horizontally and vertically carrying a wide variety of sensors. | DeviceTerm |  | tbd
R2RE/9055 | Gravity Corer | The gravity corer allows researchers to sample sediment layers at the bottom of lakes or oceans. The coring device is deployed from the ship and gravity carries it to the seafloor. (http://www.whoi.edu/instruments/viewInstrument.do?id=1079). | DeviceTerm |  | tbd
R2RE/9056 | Lagrangian Float | Built at the University of Washington Applied Physics Laboratory, the Lagrangian Float is not an ARGO float. It is primarily designed to accurately follow the three-dimensional motion of water parcels within the mixed layer, through a combination of neutral buoyancy and high drag provided by a one meter diameter black drogue. Typical buoyancies of a few grams result in vertical velocities relative to the water of a few mm/s, small compared to the cm/s turbulent velocities in the mixed layer. The float&rsquo;s motion within the mixed layer thus closely imitates that of a planktonic organism. The float can also profile vertically. It sends data and receives commands using the Iridium satellite system. The float is designed to accommodate a wide variety of sensors. | DeviceTerm |  | tbd
R2RE/9057 | Large Volume Pumping System -WTS-LV? | The Large Volume Pumping System-WTS-LV can be one of several different models of Water Transfer Systems (WTS) Large Volume (LV) pumping systems designed and manufactured by McLane Research Labs (Falmouth, MA, USA). The WTS-LV systems are large volume in-situ filtration systems designed to collect sinking particulates. WTS-LV systems are individual in situ, battery-powered, pumping/filtration units that can be deployed at multiple depths per cast to provide information on how particle flux changes with depth. The McLane WTS-LV series of oceanographic pumps draw ambient water through filters and can pump large volumes of seawater during a single cast. The WTS-LV pumps are designed for use from a hydro-wire and employ advanced control algorithms to dynamically optimize flow rates as material accumulates on a filter. | DeviceTerm |  | tbd
R2RE/9058 | Manual Biota Sampler? |  |  |  | tbd
R2RE/9059 | Meter Net | A meter net is a plankton net with a one meter diameter opening and a mesh size of .333 mm, towed horizontally, obliquely or vertically, also known as a Ring Net. | DeviceTerm |  | tbd
R2RE/9060 | Moored Profiler | The McLane Moored Profiler (MMP) autonomously profiles the water column in a time-series along a fixed tether. Profiling depth, time intervals and pressure stops are user-defined, and profiling patterns can span specific seasons or timeframes. An optional underwater inductive modem provides real-time communication between the MMP and a surface buoy or seabed node. http://www.mclanelabs.com/master_page/product-type/profilers/mclane-moored-profiler | DeviceTerm |  | tbd
R2RE/9061 | Multi Corer | The Multi Corer is a benthic coring device used to collect multiple, simultaneous, undisturbed sediment/water samples from the seafloor. Multiple coring tubes with varying sampling capacity depending on tube dimensions are mounted in a frame designed to sample the deep ocean seafloor. For more information, see Barnett et al. (1984) in Oceanologica Acta, 7, pp. 399-408. | DeviceTerm |  | tbd
R2RE/9062 | Multi-parameter Inorganic Carbon Analyzer | Aleck Wang's sampling system does simultaneous measurements of surface sea water pCO2, TCO2, pH and atmospheric pCO2 | DeviceTerm |  | tbd
R2RE/9063 | NIWA Underway pCO2 system | This partial pressure of carbon dioxide (pCO2) analysis system sampled from the vessel R/V Tangaroa's underway system. The pCO2 was measured by infrared analysis of the carbon dioxide of air continuously equilibrated with pumped seawater. The pCO2 rig was located on a bench in the temperature controlled laboratory off the fish factory, beside the pH systems (continuous and discrete) and the alkalinity system.http://data.bco-dmo.org/Fe_Synthesis/SAGE/SAGE_pCO2_data_report_for_NIWA_database.pdf | DeviceTerm |  | tbd
R2RE/9064 | Unknown | The OOI At-Sea-Test 2 (AST2) Global Hybrid Profiler Mooring was deployed on Sept. 26. 2011 in approximately 2500 meters of water at a latitude of 39 degree North near the Pioneer Area which is south of Woods Hole. The Global Hybrid Profiler Mooring (GHPM) consists of a Surface Piercing Profiler (SPP or SeaCycler) to perform profiling measurements in the upper 150m of the water column and a Wire Following Profiler (WFP or McLane Moored Profiler) which takes profiling measurements 3 times per day between 300m to 2300m. Communication between the SPP and the lower part of the mooring (including the WFP) takes place inductively via the SIO controller in 2285m depth which collects all data and passes them to the SPP. The data from all these instruments get transmitted to shore through the satellite communication link of the Surface Piercing Profiler. The AST2 GHPM is a prototype of the Global GHPM moorings that will be deployed at the four Global OOI sites. http://mooring.ucsd.edu/index.html?/projects/ooi/ooi_data.html | DeviceTerm |  | tbd
R2RE/9065 | Raytheon RD-500 Echo Sounder | Each unit operates at a frequency of 80 KHz, and is most effective in water depths less than 1000 m. The RD-500 can be used as a fish finder or to detect acoustic returns below the ship. The data is displayed on a dry type 204 mm wide paper and also on a digital display with a range of up to 99.9 scale divisions in steps of 1/10 of scale unit. Unit of measurement can be feet, meters or fathoms. http://www.moc.noaa.gov/rb/science/equipment.html | DeviceTerm |  | tbd
R2RE/9066 | ROV Jason | The Remotely Operated Vehicle (ROV) Jason is operated by the Deep Submergence Laboratory (DSL) at Woods Hole Oceanographic Institution (WHOI). WHOI engineers and scientists designed and built the ROV Jason to give scientists access to the seafloor that didn't require them leaving the deck of the ship. Jason is a two-body ROV system. A 10-kilometer (6-mile) fiber-optic cable delivers electrical power and commands from the ship through Medea and down to Jason, which then returns data and live video imagery. Medea serves as a shock absorber, buffering Jason from the movements of the ship, while providing lighting and a birdÛªs eye view of the ROV during seafloor operations. During each dive (deployment of the ROV), Jason pilots and scientists work from a control room on the ship to monitor JasonÛªs instruments and video while maneuvering the vehicle and optionally performing a variety of sampling activities. Jason is equipped with sonar imagers, water samplers, video and still cameras, and lighting gear. JasonÛªs manipulator arms collect samples of rock, sediment, or marine life and place them in the vehicleÛªs basket or on elevator platforms that float heavier loads to the surface. More information is available from the operator site at URL: http://www.whoi.edu/page.do?pid=8423. | DeviceTerm |  | tbd
R2RE/9067 | ROV ROPOS | http://www.ropos.com/index.php?option=com_content&view=article&id=17&Itemid=19 | DeviceTerm |  | tbd
R2RE/9068 | Science Interface Assembly |  |  |  | tbd
R2RE/9069 | Sediment Trap | Sediment traps are specially designed containers deployed in the water column for periods of time to collect particles from the water column falling toward the sea floor. In general a sediment trap has a jar at the bottom to collect the sample and a broad funnel-shaped opening at the top with baffles to keep out very large objects and help prevent the funnel from clogging. This designation is used when the specific type of sediment trap was not specified by the contributing investigator. | DeviceTerm |  | tbd
R2RE/9070 | Sediment Trap - Floating | Floating sediment traps are specially designed sampling devices deployed to float in the water column (as opposed to being secured to a mooring at a fixed depth) for periods of time to collect particles from the water column that are falling toward the sea floor. In general a sediment trap has a container at the bottom to collect the sample and a broad funnel-shaped opening at the top with baffles to keep out very large objects and help prevent the funnel from clogging. The 'Sediment Trap -Floating' designation is used for a floating type of sediment trap about which no other design details are known. | DeviceTerm |  | tbd
R2RE/9071 | Sediment Trap - Moored | A sediment trap moored at a specific depth in the water column, in a particular location. | DeviceTerm |  | tbd
R2RE/9072 | small boat |  |  |  | tbd
R2RE/9073 | Surface Velocity Program Drifter | Modern satellite-tracked surface drifting buoy (drifter). The modern drifter is a high-tech version of the message in a bottle. It consists of a surface buoy and a subsurface drogue (sea anchor), attached by a long, thin tether. The buoy measures temperature and other properties, and has a transmitter to send the data to passing satellites. The drogue dominates the total area of the instrument and is centered at a depth of 15 meters beneath the sea surface. Lumpkin, R. and M. Pazos, 2006: Measuring surface currents with Surface Velocity Program drifters: the instrument, its data, and some recent results. Chapter two of Lagrangian Analysis and Prediction of Coastal and Ocean Dynamics (LAPCOD) ed. A. Griffa, A. D. Kirwan, A. J. Mariano, T. Ozgokmen, and T. Rossby. | DeviceTerm |  | tbd
R2RE/9074 | Teledyne Gateway Buoy |  |  |  | tbd
R2RE/9075 | Trawl custom |  |  |  | tbd
R2RE/9076 | underwater glider | An underwater glider is a type of autonomous underwater vehicle (AUV) that uses small changes in its buoyancy in conjunction with wings to convert vertical motion to horizontal, and thereby propel itself forward with very low power consumption. While not as fast as conventional AUVs, gliders using buoyancy-based propulsion represent a significant increase in range and duration compared to vehicles propelled by electric motor-driven propellers, extending ocean sampling missions from hours to weeks or months, and to thousands of kilometers of range. Gliders follow an up-and-down, sawtooth-like profile through the water, providing data on temporal and spatial scales unavailable to previous AUVs, and much more costly to sample using traditional shipboard techniques. | DeviceTerm |  | tbd
R2RE/9077 | UnderwayCTD? |  |  |  | tbd
R2RE/9078 | vent camera | High speed video camera used for hydrothermal vent flow | DeviceTerm |  | tbd
R2RE/9079 | Regional scaled nodes |  |  |  | tbd
R2RE/9080 | Acoustic Sound Source | Acoustic Sound Source | DeviceCatTerm |  | tbd
R2RE/9081 | J15-3 | A transducer for low-audio and infrasonic frequencies, for extra depth, and with a capability of transmitting three different signals simultaneously. | DeviceTerm |  | tbd
R2RE/9082 | Ocean Bottom Seismometer unspecified type | a self contained data-acquisition system which free falls to the ocean floor and records seismic data generated by airguns and earthquakes | DeviceTerm |  | tbd
R2RE/9083 | ocean bottom seismometer | A seismometer that is designed to record the earth motion under oceans and lakes from man-made sources and natural sources | DeviceCatTerm |  | tbd
R2RE/9084 | Standard Lamont Ocean Bottom Seismometer |  | DeviceTerm |  | tbd
R2RE/9085 | Cascadia Lamont Ocean Bottom Seismometer |  | DeviceTerm |  | tbd
R2RE/9086 | Broadband Ocean Bottom Seismometer |  | DeviceTerm |  | tbd
R2RE/9087 | Short Period Ocean Bottom Seismometer | An OBS that records high-frequency motions(up to hundreds of times per second) and records small, short-period earthquakes used for studying the outer tens of kilometers of the seafloor. | DeviceTerm |  | tbd
R2RE/9088 | drifter/float | An autonomous instrument that drifts freely in the ocean. | DeviceCatTerm |  | tbd
R2RE/9089 | towed undulating vehicle | A towed undulating vehicle is a generic class of instruments. See the data set specific information for a detailed description. These are often prototype instrument packages designed to make very specific measurements. | DeviceCatTerm |  | tbd
R2RE/9090 | Kongsberg (Simrad) ES60 split beam echosounder |  | DeviceTerm |  | tbd
R2RE/9091 | Kongsberg EM EM710 multibeam echosounder | Konsberg EM701 multibeam, scientist use the system to obtain detailed maps of the seafloor | DeviceTerm |  | tbd
R2RE/9092 | Kongsberg Topas PS18 | Kongsberg TOPAS PS 18 parametric sub-bottom profilers comprises of the following:Transducer - 8 x 16 channels Transceiver U | DeviceTerm |  | tbd
R2RE/9093 | Teledyne RDI Ocean Surveyor 150kHz vessel-mounted ADCP | The Teledyne RDI 150kHz Ocean Surveyor vessel-mounted acoustic Doppler current profiler is designed for continuous current profiling from a moving ship | DeviceTerm |  | tbd
R2RE/9094 | Simrad Split beam EK60 | Simrad EK60 Scientific echo sounderMulti frequency application for species identification Simultaneous transmission of all frequencies | DeviceTerm |  | tbd
R2RE/9095 | Acoustic Centerboard | an acoustic drop keel (Centerboard). The centerboard is an extension of the hull that can be raised and lowered in the water in order to position the EK 60 spit beam array below the bubble sweep down of the hull and surface bubbles. | DeviceTerm |  | tbd
R2RE/9096 | Soundguard Hydrophone Array | Towed hydrophone array | DeviceTerm |  | tbd
R2RE/9097 | LDS Logger | LDS is the LDEO Data System. It is an architecture and collection of software for the automated logging of real-time data sources | DeviceTerm |  | bettermatch? | R2R:dt:acqsys - acqsys
R2RE/9098 | CNAV GPS | CNAV Global Positioning Device | DeviceTerm |  | tbd
R2RE/9099 | Seapath 320 | Kongsbergrecise Heading, Attitude and Positioning Sensor | DeviceTerm |  | tbd
R2RE/9100 | MC800 multicorer | Multi-Corer MC-800 comes complete with frame, spyder, 8 complete polycarbonate sample tubes and aluminum tube holders, lead weight mold | DeviceTerm |  | tbd
R2RE/9101 | CTD Hydrographic Winch | CTD Hydrographic Winch with 322 EM cable | DeviceTerm |  | tbd
R2RE/9102 | Hydrographic Winch | Hydrographic Winch with .322 cable | DeviceTerm |  | tbd
R2RE/9103 | Trawl Winch with 680 cable | Trawl Winch with 680 cable | DeviceTerm |  | tbd
R2RE/9104 | Trawl Winch with 9/16 cable | Trawl Winch with 9/16 cable | DeviceTerm |  | tbd
R2RE/9999 | look up in seavox |  | Undefined |  | tbd

## Sheet6
DeviceID | DeviceTerm | DeviceCatID | DeviceCatTerm | DefaultInstrumentTerm | DeviceDescription
R2RE/9045 | Acoustic Current Meter | L05/114 | current meters | ACM | Falmouth Scientific, Inc. 2 Dimensional Acoustic Current Meter (2D-ACM) with optional CTD module offers an integrated platform in which to measure current, temperature, depth (tide), sound-velocity and salinity data. Using the phase-shift acoustic transit-time measurement technique, the 2D-ACM is an easy-to-use, high accuracy current meter, with no moving parts and a finite measurement volume. The phase-shift measurement principle allows the 2D-ACM to measure accurately, even in slow moving water and in water with no reflectors present (e.g. deep water). Internal compass and tilt sensors provide magnetic horizontal current vector direction, without the need for specific orientation of the current meter during deployment. http://www.falmouth.com/support/technicalpapers.html
L22/NETT0147 | Reeve Net | L05/22 | plankton nets | ReeveNet | A Reeve Net is a conventional ring net with a very large acrylic cylindrical cod-end (30 liters) designed to collect fragile gelatinous animals. The net is lowered to a particular depth and then hauled slowly back to the surface (5-10 m/min). Reeve (1981) also described a double net system with no bridle and flotation at the net mouth that is attached to a roller mechanism that rides on a tow wire. The roller system is locked in place by a pressure release device. Once below a set pressure, the roller and nets are released and they float slowly up the wire, gently collecting the zooplankton, without being influenced by the motion of the vessel and associated vertical wire movements. (from Wiebe and Benfield, 2003)
L22/TOOL0058 | Sea-Bird SBE 911plus CTD | L05/130 | CTD profilers | CTD911 | High precision and accuracy CTD comprising an SBE 9plus underwater unit (SBE 3 temperature and SBE 4 conductivity sensors) and an SBE 11plus deck unit. Sensors may be connected to a pump-fed plastic tubing circuit (usually temperature, salinity and oxygen) or stand-alone. All instruments (8 channels available) on the package are logged by the SBE 11. The unit is the production off the shelf version of the SBE 911 (each 911 was custom built to individual specification).
L22/TOOL0078 | Global Positioning Satellite System | L05/POS03 | NAVSTAR Global Positioning System receivers | Navigation | A location system of unspecified make or model that determines location on the Earth's surface using the Global Positioning Satellite Network. Angular co-ordinates are given relative to WGS84 CRS. Other parameters such as platform velocity may be derived from this.
L22/TOOL0079 | Gyrocompass | R2RE/1021 | compass | Navigation | A compass of unspecified make or model number that finds true north by using a fast-spinning wheel and friction forces to sense the rotation of the Earth.
L22/TOOL0080 | Institute of Oceanographic Sciences psychrometer | L05/102 | meteorological packages | MeteorologicalSensor | A psychrometer designed by Institute of Oceanographic Sciences (now National Oceanography Centre) to measure wet and dry bulb atmospheric temperature. The instrument consisted of two similar thermometers that were mounted side by side. The dry bulb has its bulb exposed to the air; the wet bulb was wrapped in an absorbent material (muslin), which was immersed in water and served as a wick.
L22/TOOL0081 | Vaisala HMP temperature and humidity sensor | L05/102 | meteorological packages | MeteorologicalSensor | A family of sensors and instruments (sensors plus integral displays or loggers) for the measurement of air temperature and relative humidity. All are based on a probe containing a patent (HUMICAP) capacitive thin film polymer humidity sensor and a Pt100 platinum resistance thermometer. The probes are available with a wide range of packaging, cabling and interface options all of which have designations of the form HMPnn such as HMP45 and HMP75. Vaisala sensors are incorporated into weather stations and marketed by Campbell Scientific.
L22/TOOL0082 | Kipp and Zonen CM11 pyranometer | L05/102 | meteorological packages | MeteorologicalSensor | A pyranometer that measures solar irradiance with a spectral response from 310-2800 nm. It is housed in a weatherproof titanium canister that has been painted with a very flat black paint that absorbs radiation. A small glass dome at the top of the instrument is allows light to enter the sensor. Light levels are detected as temperature changes creating voltages in fine wire coil detectors.
L22/TOOL0083 | Eppley Precision Infrared Radiometer Pyrgyometer | L05/102 | meteorological packages | MeteorologicalSensor | The Eppley Precision Infrared Radiometer (PIR) pyrgyometer measures longwave (infrared) radiation. It is housed in a weatherproof titanium canister that has been painted with a very flat black paint that absorbs radiation. A small glass dome at the top of the instrument is covered with an 'interference coating' which allows only infrared radiation to come through. Light levels are detected as temperature changes creating voltages in fine wire coil detectors.
L22/TOOL0084 | Sonic Gill R3A-100 Research sonic anemometer | L05/102 | meteorological packages | MeteorologicalSensor | Triaxial sonic anemometer with asymmetric head and a data output rate of 100Hz. The sensor head of the anemometer consists of three pairs of transducers orientated at different angles across the measurement region. Each pair of transducers act alternately as transmitters and receivers, sending pulses of ultrasound between them. By measuring the time of flight of the pulse in both directions, the velocity component of the air flow along the line of the transducer pair can be determined. This measurement is carried out for each of the three transducer pairs in turn. A mathematical transformation is then performed, to convert the resulting three wind vectors into U,V,W format.
L22/TOOL0190 | Sea-Bird SBE45 MicroTSG thermosalinograph | L05/133 | thermosalinographs | Thermosalinograph SBE45 | A small externally powered, high-accuracy instrument, designed for shipboard determination of sea surface (pumped-water) conductivity and temperature. It is constructed of plastic and titanium to ensure long life with minimum maintenance. It may optionally be interfaced to an external SBE 38 hull temperature sensor.
L22/TOOL0262 | Lockheed Martin Sippican T-5 XBT probe | L05/132 | bathythermographs | XBT | An expendable free-fall temperature probe that provides a profile of measured temperature against depth calculated from a fall-rate model. The T-5 XBT Probe can be used within a maximum depth of 1830m, may be deployed at a ship speed of up to 6 knots and has a vertical resolution of 65cm.
L22/TOOL0263 | Lockheed Martin Sippican T-7 XBT probe | L05/132 | bathythermographs | XBT | An expendable free-fall temperature probe that provides a profile of measured temperature against depth calculated from a fall-rate model. The T-7 XBT Probe can be used within a maximum depth of 760m, may be deployed at a ship speed of up to 15 knots and has a vertical resolution of 65cm.
L22/TOOL0266 | Sea-Bird SBE 39 temperature recorder | L05/134 | water temperature sensor | SBE 39 TR | A high-accuracy temperature recorder (pressure optional) with internal battery and non-volatile memory for deployment at depths up to 10500 meters. It is intended for moorings or other long-term, fixed-site applications, as well as shorter-term deployments on nets, towed vehicles or ROVs. Calibration coefficients stored in EEPROM allow the SBE 39 to transmit data in engineering units. The SBE 39 thermistor has a long history of exceptional accuracy and stability (typical drift is less than 0.002C per year). The SBE 39 communicates directly with a computer via a standard RA-232 interface. For more information see http://www.bodc.ac.uk/data/documents/nodb/108627/
L22/TOOL0281 | Barometer | L05/102 | meteorological packages | MeteorologicalSensor | A generic term for a device that measures atmospheric pressure. The term is for use where details of the make, model number and measurement principle are not known.
L22/TOOL0294 | Teledyne RDI Workhorse Sentinel-600 ADCP | L05/115 | current profilers | ADCP600 | A Doppler velocity log (DVL) measuring bottom track and water track velocities, altitude, heading, tilt, temperature, echo intensity, pressure and current velocities. 600kHz Broadband signal processing gives high data resolution and a four-beam solution gives an independent error velocity measurement as an indicator of data quality. It has a bottom track range of 200m and velocity accuracy for both bottom and water track modes is 0.4% of the velocity, _0.2cm/s. The instrument operates effectively over a temperature range of -5_C to 45_C and with a tilt of up to _15 deg.
L22/TOOL0304 | IXSEA Photonic Inertial Navigation System | L05/POS19 | inertial navigation systems | Navigation | PHINS, or PHotonic Inertial Navigation System (INS) that outputs position, heading, pitch, roll, heave, depth and velocity. The PHINS uses a high accuracy inertial measurement unit and produces positional data with an accuracy ranging from metres to cm, depending on the specific instrumentation setup. INS drift performance is known to be inadequate without a velocity input from an ADCP.
L22/TOOL0319 | Kongsberg (Simrad) EA600 Echosounder | L05/156 | single-beam echosounders | Echosounder | The EA600 single beam echosounder operates up to four high power transceivers simultaneously. Available frequencies span from 12 to 710 kHz with a variable power output of up to 2 kW and a 160 dB dynamic range. The EA600 replaced the EA500 in 2000.
L22/TOOL0362 | Teledyne RDI Ocean Surveyor 75kHz vessel-mounted ADCP | L05/115 | current profilers | ADCP75 | The Teledyne RDI 75kHz Ocean Surveyor vessel-mounted acoustic Doppler current profiler is designed for continuous current profiling from a moving ship. This ADCP provides a vertical cell resolution of 8 or 16 m, a maximum range of 310-700 m, precision of 9-30 cm/s, velocity range of -5 to 9 m/s, velocity accuracy of +/-0.5 cm/s and a maximum ping rate of 0.7. It can be used in either narrowband or broadband mode.
L22/TOOL0384 | Kongsberg (Simrad) EM 1002 multibeam echosounder | L05/157 | multi-beam echosounders | Multibeam | A 95 kHz multibeam echosounder designed for use in water depths of up to 1000 m. The transducer array includes 111 beams with a 2 deg beam width. Across-track coverage is up to 1500 m and angular coverage is adjustable up to 190 deg. The instrument has pulse lengths of 0.2, 0.7 and 2 ms and a depth resolution of 1, 4 or 8 cm.
L22/TOOL0385 | Kongsberg (Simrad) EM 1002S multibeam echosounder | L05/157 | multi-beam echosounders | Multibeam | A 95 kHz multibeam echosounder, this is the shallow-water version of the EM 1002. The transducer array includes 111 beams with a 2 deg beam width. Across-track coverage is limited to approximately 1000 m and angular coverage is adjustable up to 190 deg. The instrument has a single pulse length of 0.2 ms.
L22/TOOL0386 | Kongsberg (Simrad) EM 120 multibeam echosounder | L05/157 | multi-beam echosounders | Multibeam | A low frequency (12 kHz) multibeam echosounder with full ocean depth capability. The transducer array includes 191 beams with angular coverage adjustable up to 150 deg and a swath width of up to 5.5 times water depth. The instrument has pulse lengths of 2, 5 and 15 ms and a depth resolution of 10 to 40 cm.
L22/TOOL0388 | Ashtech GG24 Global Positioning System and Global Navigation Satellite System receiver | L05/POS03 | NAVSTAR Global Positioning System receivers | Navigation | A GPS receiver providing three-dimensional position, velocity and attitude information at a rate of up to 5 Hz. The ADU5 uses four antennae and 56 channels for satellite tracking and reliable positioning. It incorporates signals from Satellite Based Augmentation Systems (SBAS) and includes a 2-channel 300-kHz beacon receiver for differential GPS (DGPS) operations. Real-time horizontal position accuracy is = 3 m in autonomous mode and = 40 cm in differential mode.
L22/TOOL0389 | Ashtech ADU5 Global Positioning System receiver | L05/POS03 | NAVSTAR Global Positioning System receivers | Navigation | A GPS receiver providing three-dimensional position, velocity and attitude information at a rate of up to 5 Hz. The ADU5 uses four antennae and 56 channels for satellite tracking and reliable positioning. It incorporates signals from Satellite Based Augmentation Systems (SBAS) and includes a 2-channel 300-kHz beacon receiver for differential GPS (DGPS) operations. Real-time horizontal position accuracy is = 3 m in autonomous mode and = 40 cm in differential mode.
L22/TOOL0390 | Ashtech ADU2 Global Positioning System receiver | L05/POS03 | NAVSTAR Global Positioning System receivers | Navigation | A GPS receiver providing three-dimensional position, velocity and attitude information at a rate of up to 2 Hz. The ADU2 uses four antennae and a 48-channel receiver for Position Dilution of Precision (PDOP)-based satellite tracking. Real-time horizontal position accuracy is = 5 m in autonomous mode and = 1 m in differential mode.
L22/TOOL0391 | Trimble 4000DL Global Positioning System receiver | L05/POS03 | NAVSTAR Global Positioning System receivers | Navigation | A differential GPS receiver used on research vessels during the 1990s and early 2000s. Cruise literature reports that this instrument used an 8-channel receiver. Maximum sampling rate is recorded as approximately 1 Hz.
L22/TOOL0393 | Turner 10-AU chlorophyll field fluorometer | L05/113 | fluorometers | Fluorometer | A field fluorometer designed for continuous-flow monitoring or discrete sample analyses of chlorophyll-a. It has a minimum detection limit of 0.025 ug/L extracted chlorophyll-a over the range 0-250 ug/L and can operate over a temperature range of 0-55 degC.
L22/TOOL0474 | Marine Magnetics SeaSPY Marine Magnetometer | L05/159 | magnetometer | SeaSPY magnetometer | A marine magnetometer that measures the ambient magnetic field using a specialised branch of nuclear Magnetic Resonance technology applied to hydrogen nuclei. It uses an Overhauser sensor that allows omnidirectional data collection regardless of the direction of the ambient magnetic field. The sensor is accurate to 0.1 nT with a resolution of 0.01 nT. The magnetometer and associated electronics are held in a fibreglass towfish and the SeaSPY is available in three depth ratings: 1000 m, 3000 m and 6000 m. Optional extras include a pressure sensor, altimeter, transponder and side scan integration.
nit; Linear | switched mode power amplifier; Built-in T/R-switch; Low noise receiver with 24 bit ADC; High dynamic range; >110 dB"
R2RE/1002 | Generic Biology Pump | R2RE/1001 | biology pumps | BiologyPump | Device that pumps seawater and collects matter, usually on a filter
R2RE/1003 | Generic ADCP75 | L05/115 | current profilers | ADCP75 | An Acoustic Doppler Current Profiler, or Acoustic Doppler Profiler, is often referred to with the acronym ADCP. Scientists use the instrument to measure how fast water is moving across an entire water column. An ADCP anchored to the seafloor can measure current speed not just at the bottom, but also at equal intervals all the way up to the surface. The instrument can also be mounted horizontally on seawalls or bridge pilings in rivers and canals to measure the current profile from shore to shore, and to the bottoms of ships to take constant current measurements as the boats move. In very deep areas, they can be lowered on a cable from the surface. The ADCP measures water currents with sound (75kHz), using a principle of sound waves called the Doppler effect.
R2RE/1004 | Generic ADCP150 | L05/115 | current profilers | ADCP150 | An Acoustic Doppler Current Profiler, or Acoustic Doppler Profiler, is often referred to with the acronym ADCP. Scientists use the instrument to measure how fast water is moving across an entire water column. An ADCP anchored to the seafloor can measure current speed not just at the bottom, but also at equal intervals all the way up to the surface. The instrument can also be mounted horizontally on seawalls or bridge pilings in rivers and canals to measure the current profile from shore to shore, and to the bottoms of ships to take constant current measurements as the boats move. In very deep areas, they can be lowered on a cable from the surface. The ADCP measures water currents with sound (150kHz), using a principle of sound waves called the Doppler effect.
R2RE/1005 | Generic ADCP300 | L05/115 | current profilers | ADCP300 | A Doppler velocity log (DVL) measuring bottom track and water track velocities, altitude, heading, tilt, temperature, echo intensity, pressure and current velocities. 300kHz Broadband signal processing gives high data resolution and a four-beam solution gives an independent error velocity measurement as an indicator of data quality. It has a bottom track range of 200m and velocity accuracy for both bottom and water track modes is 0.4% of the velocity, 0.2cm/s. The instrument operates effectively over a temperature range of -5C to 45C and with a tilt of up to 15 deg.
R2RE/1008 | Kongsberg (Simrad) EM 122 multibeam echosounder | L05/157 | multi-beam echosounders | Multibeam | EM 122 multibeam echosounder is a high performance echosounder for deep water mapping with up to 288 simultaneous beams.
R2RE/1009 | GreeneBomber | R2RE/1010 | custom instrument | GreeneBomber | The Greene Bomber is a towed, dual-beam acoustic system operating at 120 and 420 kHz or 1 MHz that provides continuous profiles of the water column for zooplankton with a size range of 1.5 mm to 100 mm. In addition to acoustic data, the Greene Bomber can collect temperature, salinity, and fluorescence.
R2RE/1011 | HammarHead | R2RE/1010 | custom instrument | HammarHead | Custom instrument developed at WHOI that measures acoustic backscatter (owned by Andone Lavery)
R2RE/1013 | Handline | R2RE/1012 | handline | Handline | A handline is used to make discharge measurements or to collect water quality or sediment samples where it is inconvenient to use a sounding reel or a crane.
R2RE/1015 | Generic Meteorological Sensor | L05/102 | meteorological packages | MeteorologicalSensor | Generic Meteorological Sensor description goes here
R2RE/1016 | Sea Beam multibeam echosounder | L05/157 | multi-beam echosounders | Multibeam | A multibeam echosounder is a device typically used by hydrographic surveyors to determine the depth of water and the nature of the seabed.
R2RE/1017 | MOCNESS1 | R2RE/1010 | custom instrument | MOCNESS1 | MOCNESS 1 (1 square meter) is a much-improved, high-tech version of the humble sampling net. As MOCNESS tows behind a research ship, each net can be opened and shut independently so that it samples a discrete patch of water. The researcher chooses exactly when by using the environmental sensing system. This is an array of sensors mounted on the instrument frame that relays water conditions up to the ship in real time. The data also help researchers match what they find in their sample to the physical properties of the seawater.
R2RE/1018 | MOCNESS10 | R2RE/1010 | custom instrument | MOCNESS10 | The MOCNESS-10 (with 10 m^2 nets) carries 6 nets of 3.0-mm circular mesh which are opened and closed sequentially by commands through conducting cable from the surface (Wiebe et al., 1976). In this system, the underwater unit sends a data frame, comprising temperature, depth, conductivity, net-frame angle, flow count, time, number of open net, and net opening/closing, to the deck unit in a compressed hexadecimal format every 2 seconds and from the deck unit to a microcomputer every 4 seconds (Wiebe et al., 1985).
R2RE/1020 | Generic mooring | R2RE/1019 | mooring | Mooring | A collection of devices, connected to a wire and temporarily anchored on the sea floor. A mooring can be free floating or anchored for some days to weeks (short-time). Long-time moorings might be deployed for a maximum duration of two years. An acoustic release connects the mooring to an anchor weight on the sea floor. The weight is released by sending a coded acoustic command signal from a ship. The weight (e.g. old rail wheels) is unrecoverable. Floaters permit the mooring to come up to the surface to be recovered by a research vessel.
R2RE/1022 | Bird Observer | L05/91 | observers | ObserverBirds | Bird Observer description goes here
R2RE/1023 | Marine Mammal Observer | L05/91 | observers | ObserverMammals | Marine Mammal Observer description goes here
R2RE/1024 | Instrument Details Specified Elsewhere | L05/999 | unknown | Other | This is a placeholder for eventlogger and other systems that allow users to specify their own instrumentation. Such entries are tagged using this vocabulary term so that the actual instrument make and model can be researched.
R2RE/1026 | REMUS Autonomous Underwater Vehicle | R2RE/1025 | underwater vehicle | REMUS | Remus make AUV of unknown model
R2RE/1027 | Academic Research Vessel | R2RE/1006 | research vessel | Ship | Academic Research Vessel description goes here
R2RE/1028 | Cabel Davis Video Plankton Recorder | L05/352 | plankton counters | VPR | The Video Plankton Recorder (VPR) is an underwater video microscope system that that takes images of plankton and particulate matter as small as 50 microns and up to a few centimeters in size. The instrument is used to help scientists quickly measure the distributional patterns of plankton without destroying their delicate forms, as can happen when using nets and bottles.
R2RE/1029 | Kongsberg (Simrad) EM 302 multibeam echosounder | L05/157 | multi-beam echosounders | Multibeam | Designed to map almost all of the ocean floors excepting the deep trenches with an unsurpassed resolution and accuracy. Replaces the EM 300 model. Better for smaller vessels, and for sea depths of less than 2-3000m. Scientists use the system to obtain detailed maps of the seafloor.
R2RE/1031 | Generic XBT | L05/132 | bathythermographs | XBT | The Expendable Bathythermograph (XBT) has been used by oceanographers for many years to obtain information on the temperature structure of the ocean to depths of up to 1500 meters.
R2RE/1034 | NOAA SCS data acquisition system | R2RE/9010 | data acquisition system | Acqsys | NOAA SCS data acquisition system description goes here
R2RE/1056 | Sea-Bird SBE21 SeaCat thermosalinograph | L05/133 | thermosalinographs | Thermosalinograph SBE21 | The SBE 21 accurately determines sea surface temperature and conductivity from underway vessels. Data is simultaneously stored in memory and transmitted to a computer serial port, allowing independent data logging and real-time data acquisition. Typically mounted near the ship's seawater intake, the SBE 21 is connected to an AC-powered interface box positioned near the computer. The interface box provides power and an isolated data interface, and contains a NMEA 0183 port for appending navigation information to the data stream.
R2RE/1057 | User specified instrument | R2RE/1010 | user specified | UserSpecified | Instrument that does not have a controlled vocabulary term
R2RE/9011 | acqsys r2r_devtype | R2RE/9010 | data acquisition system | Acqsys | de/multiplexing and timetagging data acquisition system
R2RE/9012 | ADCP r2r_devtype | L05/115 | current profilers | ADCP | (acoustic doppler current profiler) sonar measures water current velocities
R2RE/9013 | anemometer r2r_devtype | L05/102 | meteorological packages | Anemometer | measures wind speed and direction
R2RE/9014 | CTD r2r_devtype | L05/130 | CTD profilers | CTD | A CTD an acronym for Conductivity, Temperature, and Depth is the primary tool for determining essential physical properties of sea water. It gives scientists a precise and comprehensive charting of the distribution and variation of water temperature, salinity, and density that helps to understand how the oceans affect life.
R2RE/9015 | echosounder r2r_devtype | L05/156 | single-beam echosounders | Echosounder | sonar measures depth to seafloor or midwater reflectors - fathometer, fishfinder, etc.
R2RE/9017 | flowmeter r2r_devtype | L05/388 | flow meters | Flowmeter | instrument that measures rate of water flow - can be mechanical, optical, electromagnetic, etc.
R2RE/9018 | fluorometer r2r_devtype | L05/113 | Fluorometer | Fluorometer | measures fluorescence (usually for phytoplankton)
R2RE/9019 | GNSS r2r_devtype | R2RE/9999 | POS01-POS04? | GNSS | (global navigation satellite system) - GPS/WAAS, GLONASS, Galileo, etc.
R2RE/9020 | gravimeter r2r_devtype | L05/158 | gravimeters | Gravimeter | measures the Earth's local gravitational field
R2RE/9021 | gyrocompass r2r_devtype | R2RE/1021 | compass | Gyrocompass | compass with a motorized gyroscope that tracks true north (heading)
R2RE/9023 | magnetometer r2r_devtype | L05/159 | magnetometers | Magnetometer | measure strength and/or direction of the Earth's magnetic field
R2RE/9024 | metstation r2r_devtype | L05/102 | meteorological packages | Metstation | integrated meteorological system measures temperature, pressure, humidity, etc.
R2RE/9025 | MRU r2r_devtype | L05/385 | platform attitude sensors | MRU | (motion reference unit) measures pitch, roll, heave, and heading
R2RE/9026 | multibeam r2r_devtype | L05/157 | multi-beam echosounders | Multibeam | multiple formed beam mapping sonar system
R2RE/9027 | PCO2 r2r_devtype | L05/351 | dissolved gas sensors | PCO2 | measures partial pressure of dissolved carbon dioxide
R2RE/9028 | radiometer r2r_devtype | L05/122 | radiometers | Radiometer | measures radiation - pyranometer, pyrheliometer, pyrgeometer, albedometer, etc.
R2RE/9029 | raingauge r2r_devtype | L05/102 | meteorological packages | Raingauge | (udometer) measures amount of liquid precipitation
R2RE/9033 | thermometer r2r_devtype | R2RE/9999 | geothermometers | Thermometer | measures air or water temperature
R2RE/9034 | timeserver r2r_devtype | R2RE/9999 | lookup in seavox | Timeserver | reads actual time from a reference clock (GPS, WWVB, etc) and distributes to clients
R2RE/9035 | transmissometer r2r_devtype | L05/124 | transmissometers | Transmissometer | measures fraction of light absorbed or scattered by particles in water
R2RE/9036 | TSG r2r_devtype | L05/133 | thermosalinographs | TSG | (thermosalinograph) measures flow-through conductivity, temperature, etc.
R2RE/9037 | winch r2r_devtype | R2RE/1030 | winch | Winch | UNOLS Winch Pool Winch goes here
R2RE/9038 | generic 12kHz echosounder | L05/156 | single-beam echosounders | Echosounder12 | 12 kHz echosounder of unknown make/model
R2RE/9039 | generic 3.5kHz echosounder | L05/156 | single-beam echosounders | Echosounder3.5 | 3.5 kHz echosounder of unknown make/model
R2RE/9040 | Lockheed Martin Sippican XBT Fast Deep probe | L05/132 | bathythermographs | XBT | An expendable free-fall temperature probe that provides a profile of measured temperature against depth calculated from a fall-rate model. Provides the maximum depth capabilities at the highest possible ship speed of any XBT.
R2RE/9041 | Bell Aerospace BGM-3 gravity meter | L05/158 | gravimeters | Gravimeter | Instrument that makes measurements of the Earth's gravity field
R2RE/9042 | Kongsberg (Simrad) ES60 single beam echosounder | L05/156 | single-beam echosounders | Echosounder | Designed to map almost all of the ocean floors excepting the deep trenches with an unsurpassed resolution and accuracy. Replaces the EM 300 model. Better for smaller vessels, and for sea depths of less than 2-3000m. Scientists use the system to obtain detailed maps of the seafloor.
R2RE/9043 | dissolved oxygen sensor r2r_devtype | L05/351 | dissolved gas sensors | Dissolved Oxygen Sensor | Instrument that measures the concentration of oxygen, dissolved in the water column
R2RE/9044 | air temperature sensor r2r_devtype | L05/102 | meteorological packages | Air Temperature Sensor | measures air temperature
R2RE/9050 | Camera | L05/311 | cameras | Camera | A camera (could be a 35 mm type), most often used to photograph marine mammals or birds.
R2RE/9051 | CTD TRIAXUS | R2RE/9089 | towed undulating vehicle | Triaxus | Sea-bird SBE 9 pumped CTD attached to the Triaxus towed undulating platform designed for making quasi-synoptic, high-resolution, three-dimensional surveys of the upper ocean. Developed by the IOP lab at APL.
R2RE/9052 | Drifter Buoy | R2RE/9088 | drifter/float | Drifter | Satellite-tracked surface drifting buoy (drifter) is a high-tech version of the message in a bottle. It consists of a surface buoy and a subsurface drogue (sea anchor), attached by a long, thin tether. The buoy can measure ocean properties, and has a transmitter to send the location and any data to passing satellites. The drogue dominates the total area of the instrument and can be centered at a particular depth beneath the sea surface.
R2RE/9053 | EM-APEX float | R2RE/9088 | drifter/float | EM-APEX | A float that measures the ocean's velocity electromagnetically while monitoring water temperature and salinity, with ability to profile in depth. Also transfers the collected data, along with GPS plocation, over an Iridium satellite cell phone system to an onshore base station.
R2RE/9054 | Glider-Slocum | R2RE/1025 | underwater vehicle | Glider Slocum | An underwater vehicle capable of moving to specific locations and depths occupying controlled spatial and temporal grids. Driven in a sawtooth verticle profile by variable buoyancy, the glider moves both horizontally and vertically carrying a wide variety of sensors.
R2RE/9055 | Gravity Corer | L051/51 | sediment corer | GravityCore | The gravity corer allows researchers to sample sediment layers at the bottom of lakes or oceans. The coring device is deployed from the ship and gravity carries it to the seafloor. (http://www.whoi.edu/instruments/viewInstrument.do?id=1079).
R2RE/9056 | Lagrangian Float | R2RE/9088 | drifter/float | LagrangianFloat | Built at the University of Washington Applied Physics Laboratory, the Lagrangian Float is not an ARGO float. It is primarily designed to accurately follow the three-dimensional motion of water parcels within the mixed layer, through a combination of neutral buoyancy and high drag provided by a one meter diameter black drogue. Typical buoyancies of a few grams result in vertical velocities relative to the water of a few mm/s, small compared to the cm/s turbulent velocities in the mixed layer. The float&rsquo;s motion within the mixed layer thus closely imitates that of a planktonic organism. The float can also profile vertically. It sends data and receives commands using the Iridium satellite system. The float is designed to accommodate a wide variety of sensors.
R2RE/9057 | Large Volume Pumping System -WTS-LV | R2RE/1001 | biology pump | LargeVolumePump | The Large Volume Pumping System-WTS-LV can be one of several different models of Water Transfer Systems (WTS) Large Volume (LV) pumping systems designed and manufactured by McLane Research Labs (Falmouth, MA, USA). The WTS-LV systems are large volume in-situ filtration systems designed to collect sinking particulates. WTS-LV systems are individual in situ, battery-powered, pumping/filtration units that can be deployed at multiple depths per cast to provide information on how particle flux changes with depth. The McLane WTS-LV series of oceanographic pumps draw ambient water through filters and can pump large volumes of seawater during a single cast. The WTS-LV pumps are designed for use from a hydro-wire and employ advanced control algorithms to dynamically optimize flow rates as material accumulates on a filter.
R2RE/9059 | Meter Net | L051/22 | plankton nets | MeterNet | A meter net is a plankton net with a one meter diameter opening and a mesh size of .333 mm, towed horizontally, obliquely or vertically, also known as a Ring Net.
R2RE/9060 | McLane Moored Profiler (MMP) | R2RE/1001 | biology pump | MMP | The McLane Moored Profiler (MMP) autonomously profiles the water column in a time-series along a fixed tether. Profiling depth, time intervals and pressure stops are user-defined, and profiling patterns can span specific seasons or timeframes. An optional underwater inductive modem provides real-time communication between the MMP and a surface buoy or seabed node. http://www.mclanelabs.com/master_page/product-type/profilers/mclane-moored-profiler
R2RE/9061 | Multi Corer | L051/51 | unconsolidated sediment corers | Multi-core | The Multi Corer is a benthic coring device used to collect multiple, simultaneous, undisturbed sediment/water samples from the seafloor. Multiple coring tubes with varying sampling capacity depending on tube dimensions are mounted in a frame designed to sample the deep ocean seafloor. For more information, see Barnett et al. (1984) in Oceanologica Acta, 7, pp. 399-408.
R2RE/9062 | Multi-parameter Inorganic Carbon Analyzer | L05/351 | disolved gas sensors | MICA | Aleck Wang's sampling system does simultaneous measurements of surface sea water pCO2, TCO2, pH and atmospheric pCO2
R2RE/9063 | NIWA Underway PCO2 system | L05/351 | disolved gas sensors | underwayPCO2 | This partial pressure of carbon dioxide (pCO2) analysis system sampled from the vessel R/V Tangaroa's underway system. The pCO2 was measured by infrared analysis of the carbon dioxide of air continuously equilibrated with pumped seawater. The pCO2 rig was located on a bench in the temperature controlled laboratory off the fish factory, beside the pH systems (continuous and discrete) and the alkalinity system.http://data.bco-dmo.org/Fe_Synthesis/SAGE/SAGE_pCO2_data_report_for_NIWA_database.pdf
R2RE/9064 | OOIAST2: OOI AST2 Hybrid Profiler Mooring SIO | R2RE/1019 | mooring | OOIAST2 | The OOI At-Sea-Test 2 (AST2) Global Hybrid Profiler Mooring was deployed on Sept. 26. 2011 in approximately 2500 meters of water at a latitude of 39 degree North near the Pioneer Area which is south of Woods Hole. The Global Hybrid Profiler Mooring (GHPM) consists of a Surface Piercing Profiler (SPP or SeaCycler) to perform profiling measurements in the upper 150m of the water column and a Wire Following Profiler (WFP or McLane Moored Profiler) which takes profiling measurements 3 times per day between 300m to 2300m. Communication between the SPP and the lower part of the mooring (including the WFP) takes place inductively via the SIO controller in 2285m depth which collects all data and passes them to the SPP. The data from all these instruments get transmitted to shore through the satellite communication link of the Surface Piercing Profiler. The AST2 GHPM is a prototype of the Global GHPM moorings that will be deployed at the four Global OOI sites. http://mooring.ucsd.edu/index.html?/projects/ooi/ooi_data.html
R2RE/9065 | Raytheon RD-500 Echo Sounder | L05/156 | single-beam echosounders | Echosounder | Each unit operates at a frequency of 80 KHz, and is most effective in water depths less than 1000 m. The RD-500 can be used as a fish finder or to detect acoustic returns below the ship. The data is displayed on a dry type 204 mm wide paper and also on a digital display with a range of up to 99.9 scale divisions in steps of 1/10 of scale unit. Unit of measurement can be feet, meters or fathoms. http://www.moc.noaa.gov/rb/science/equipment.html
R2RE/9066 | ROV Jason | R2RE/1025 | underwater vehicle | Jason | The Remotely Operated Vehicle (ROV) Jason is operated by the Deep Submergence Laboratory (DSL) at Woods Hole Oceanographic Institution (WHOI). WHOI engineers and scientists designed and built the ROV Jason to give scientists access to the seafloor that didn't require them leaving the deck of the ship. Jason is a two-body ROV system. A 10-kilometer (6-mile) fiber-optic cable delivers electrical power and commands from the ship through Medea and down to Jason, which then returns data and live video imagery. Medea serves as a shock absorber, buffering Jason from the movements of the ship, while providing lighting and a birdÛªs eye view of the ROV during seafloor operations. During each dive (deployment of the ROV), Jason pilots and scientists work from a control room on the ship to monitor JasonÛªs instruments and video while maneuvering the vehicle and optionally performing a variety of sampling activities. Jason is equipped with sonar imagers, water samplers, video and still cameras, and lighting gear. JasonÛªs manipulator arms collect samples of rock, sediment, or marine life and place them in the vehicleÛªs basket or on elevator platforms that float heavier loads to the surface. More information is available from the operator site at URL: http://www.whoi.edu/page.do?pid=8423.
R2RE/9067 | ROV ROPOS | R2RE/1025 | underwater vehicle | ROV-ROPOS | http://www.ropos.com/index.php?option=com_content&view=article&id=17&Itemid=19
R2RE/9069 | Sediment Trap | L054/33 | sediment traps | SedimentTrap | Sediment traps are specially designed containers deployed in the water column for periods of time to collect particles from the water column falling toward the sea floor. In general a sediment trap has a jar at the bottom to collect the sample and a broad funnel-shaped opening at the top with baffles to keep out very large objects and help prevent the funnel from clogging. This designation is used when the specific type of sediment trap was not specified by the contributing investigator.
R2RE/9070 | Sediment Trap - Floating | L051/33 | sediment traps | FloatingSedTrap | Floating sediment traps are specially designed sampling devices deployed to float in the water column (as opposed to being secured to a mooring at a fixed depth) for periods of time to collect particles from the water column that are falling toward the sea floor. In general a sediment trap has a container at the bottom to collect the sample and a broad funnel-shaped opening at the top with baffles to keep out very large objects and help prevent the funnel from clogging. The 'Sediment Trap -Floating' designation is used for a floating type of sediment trap about which no other design details are known.
R2RE/9071 | Sediment Trap - Moored | L051/33 | sediment traps | MooredSedTrap | A sediment trap moored at a specific depth in the water column, in a particular location.
R2RE/9073 | Surface Velocity Program Drifter | R2RE/9088 | drifter/float | SVP drifter | Modern satellite-tracked surface drifting buoy (drifter). The modern drifter is a high-tech version of the message in a bottle. It consists of a surface buoy and a subsurface drogue (sea anchor), attached by a long, thin tether. The buoy measures temperature and other properties, and has a transmitter to send the data to passing satellites. The drogue dominates the total area of the instrument and is centered at a depth of 15 meters beneath the sea surface. Lumpkin, R. and M. Pazos, 2006: Measuring surface currents with Surface Velocity Program drifters: the instrument, its data, and some recent results. Chapter two of Lagrangian Analysis and Prediction of Coastal and Ocean Dynamics (LAPCOD) ed. A. Griffa, A. D. Kirwan, A. J. Mariano, T. Ozgokmen, and T. Rossby.
R2RE/9076 | underwater glider | R2RE/1025 | underwater vehicle | Glider | An underwater glider is a type of autonomous underwater vehicle (AUV) that uses small changes in its buoyancy in conjunction with wings to convert vertical motion to horizontal, and thereby propel itself forward with very low power consumption. While not as fast as conventional AUVs, gliders using buoyancy-based propulsion represent a significant increase in range and duration compared to vehicles propelled by electric motor-driven propellers, extending ocean sampling missions from hours to weeks or months, and to thousands of kilometers of range. Gliders follow an up-and-down, sawtooth-like profile through the water, providing data on temporal and spatial scales unavailable to previous AUVs, and much more costly to sample using traditional shipboard techniques.
R2RE/9078 | vent camera | L05/311 | cameras | ventCam | High speed video camera used for hydrothermal vent flow
R2RE/9081 | J15-3 | R2RE/9080 | acoustic sound source | J15-3 Sound Source | A transducer for low-audio and infrasonic frequencies, for extra depth, and with a capability of transmitting three different signals simultaneously.
R2RE/9082 | Ocean Bottom Seismometer unspecified type | R2RE/9083 | ocean bottom seismometer | OBS | a self contained data-acquisition system which free falls to the ocean floor and records seismic data generated by airguns and earthquakes
R2RE/9090 | humidometer r2r_devtype | L05/102 | meteorological packages | Humidometer | A type of barometer of warm humidity - a specialized instrument used for measuring ambient temperature and relative humidity. (http://eppep.com/?action-viewnews-itemid-2790)
R2RE/9091 | Kongsberg EM EM710 multibeam echosounder | L05/157 | multi-beam echosounders | Multibeam | Konsberg EM701 multibeam, scientist use the system to obtain detailed maps of the seafloor
R2RE/9092 | Kongsberg Topas PS18 | R2RE/1010 | sub-bottom profiler | PS18 | Kongsberg TOPAS PS 18 parametric sub-bottom profilers comprises of the following:Transducer - 8 x 16 channels Transceiver U
R2RE/9093 | Teledyne RDI Ocean Surveyor 150kHz vessel-mounted ADCP | L05/115 | current profilers | ADCP150 | The Teledyne RDI 150kHz Ocean Surveyor vessel-mounted acoustic Doppler current profiler is designed for continuous current profiling from a moving ship
R2RE/9094 | Simrad Split beam EK60 | R2RE/1010 | multibeam echosounder | Multibeam | Simrad EK60 Scientific echo sounderMulti frequency application for species identification Simultaneous transmission of all frequencies
R2RE/9095 | Acoustic Centerboard | R2RE/1010 | Acoustic centerboard | centerBoard | an acoustic drop keel (Centerboard). The centerboard is an extension of the hull that can be raised and lowered in the water in order to position the EK 60 spit beam array below the bubble sweep down of the hull and surface bubbles.
R2RE/9096 | Soundguard Hydrophone Array | R2RE/1010 | hydrophone array | Hydrophone | Towed hydrophone array
R2RE/9097 | LDS Logger | R2RE/1010 | underway data aqu | Acqsys | LDS is the LDEO Data System. It is an architecture and collection of software for the automated logging of real-time data sources
R2RE/9098 | CNAV GPS | R2RE/1010 | GPS | Navigation | CNAV Global Positioning Device
R2RE/9099 | Seapath 320 | R2RE/1010 | motion reference unit | MRU | Kongsbergrecise Heading, Attitude and Positioning Sensor
R2RE/9100 | MC800 multicorer | R2RE/1010 | oceanographic multi-corer | Oceanographic Corer | Multi-Corer MC-800 comes complete with frame, spyder, 8 complete polycarbonate sample tubes and aluminum tube holders, lead weight mold
R2RE/9101 | CTD Hydrographic Winch | R2RE/1010 | hydrographic winch | Winch | CTD Hydrographic Winch with 322 EM cable
R2RE/9102 | Hydrographic Winch | R2RE/1010 | hydrographic winch | Winch | Hydrographic Winch with .322 cable
R2RE/9103 | Trawl Winch with 680 cable | R2RE/1010 | trawl winch | Winch | Trawl Winch with 680 cable
R2RE/9104 | Trawl Winch with 9/16 cable | R2RE/1010 | trawl winch | Winch | Trawl Winch with 9/16 cable

## instactionmap
EventTerm | DefaultActionTerms
ALL | deploy;recover;service;other;startSample;stopSample; maxDepth;abort;startLine;endLine;abortLine;start;end;faultGPS;faultGyro;startCruise;endCruise;startTransect;endTransect;startStation;endStation;startSafetydrill;endSafetydrill;maxextensionWire;maxspeedWire;release
ADCP75 | start;stop;service;other
ADCP150 | start;stop;service;other
ADCP300 | start;stop;service;other
biologyPump | startSample;stopSample
CTD911 | deploy;maxDepth;recover;abort;other
Echosounder12 | startLine;endLine;abortLine
Echosounder3.5 | startLine;endLine;abortLine
Fluorometer | startLine;endLine;abortLine;sampleLine
GreeneBomber | deploy;recover;abort;other
Hammerhead | deploy;recover;abort;other
Handline | start;end;other
mastCamera | start;end;other
MeterologicalSensor | startLine;endLine;abortLine;sampleLine
MOCNESS1 | deploy;maxDepth;recover;abort;other
MOCNESS10 | deploy;maxDepth;recover;abort;other
Mooring | deploy;service;recover;startLine;endLine;abortLine;other
Navigation | faultGPS;faultGyro
ObserverBirds | start;end;other
ObserverMammals | start;end;other
Other | start;end
REMUS | start;end;other
Ship | startCruise;endCruise;other
Thermosalinograph SBE45 | startLine;endLine;abortLine;sampleLine
VPR | deploy;maxDepth;recover;abort;other
Winch | maxtensionWire;maxspeedWire
XBT | release
EM302 | start;stop;other

## at_termlist
EcfmID | EcfmName | EcfmDefaultName | EcfmCategory | EcfmActions | EcfmDesc | CommDesc | ae | at | bh | c | cb | ch | en | ew | hly | hrs | hx | km | kn | kok | lmg | mgl | mv | mw | nbp | nh | oc | pe | ps | psea | pstar | qq | rr | s | sav | sj | sp | sq | ti | tn | w | wh | ws
R2RE/9045 | Acoustic Current Meter | ACM | current meters |  | Falmouth Scientific, Inc. 2 Dimensional Acoustic Current Meter (2D-ACM) with optional CTD module offers an integrated platform in which to measure current, temperature, depth (tide), sound-velocity and salinity data. Using the phase-shift acoustic transit-time measurement technique, the 2D-ACM is an easy-to-use, high accuracy current meter, with no moving parts and a finite measurement volume. The phase-shift measurement principle allows the 2D-ACM to measure accurately, even in slow moving water and in water with no reflectors present (e.g. deep water). Internal compass and tilt sensors provide magnetic horizontal current vector direction, without the need for specific orientation of the current meter during deployment. http://www.falmouth.com/support/technicalpapers.html | None
R2RE/1034 | NOAA SCS data acquisition system | Acqsys | data acquisition system |  | NOAA SCS data acquisition system description goes here | None
R2RE/9011 | acqsys | Acqsys | data acquisition system |  | de/multiplexing and timetagging data acquisition system | None
R2RE/9012 | ADCP | ADCP | current profilers |  | (acoustic doppler current profiler) sonar measures water current velocities | None
R2RE/1004 | ADCP150 | ADCP150 | current profilers |  | An Acoustic Doppler Current Profiler, or Acoustic Doppler Profiler, is often referred to with the acronym ADCP. Scientists use the instrument to measure how fast water is moving across an entire water column. An ADCP anchored to the seafloor can measure current speed not just at the bottom, but also at equal intervals all the way up to the surface. The instrument can also be mounted horizontally on seawalls or bridge pilings in rivers and canals to measure the current profile from shore to shore, and to the bottoms of ships to take constant current measurements as the boats move. In very deep areas, they can be lowered on a cable from the surface. The ADCP measures water currents with sound (150kHz), using a principle of sound waves called the Doppler effect. | None
R2RE/1005 | ADCP300 | ADCP300 | current profilers |  | A Doppler velocity log (DVL) measuring bottom track and water track velocities, altitude, heading, tilt, temperature, echo intensity, pressure and current velocities. 300kHz Broadband signal processing gives high data resolution and a four-beam solution gives an independent error velocity measurement as an indicator of data quality. It has a bottom track range of 200m and velocity accuracy for both bottom and water track modes is 0.4% of the velocity, 0.2cm/s. The instrument operates effectively over a temperature range of -5C to 45C and with a tilt of up to 15 deg. | None
L22/TOOL0294 | Teledyne RDI Workhorse Sentinel-600 ADCP | ADCP600 | current profilers |  | A Doppler velocity log (DVL) measuring bottom track and water track velocities, altitude, heading, tilt, temperature, echo intensity, pressure and current velocities. 600kHz Broadband signal processing gives high data resolution and a four-beam solution gives an independent error velocity measurement as an indicator of data quality. It has a bottom track range of 200m and velocity accuracy for both bottom and water track modes is 0.4% of the velocity, _0.2cm/s. The instrument operates effectively over a temperature range of -5_C to 45_C and with a tilt of up to _15 deg. | None
L22/TOOL0362 | Teledyne RDI Ocean Surveyor 75kHz vessel-mounted ADCP | ADCP75 | current profilers |  | The Teledyne RDI 75kHz Ocean Surveyor vessel-mounted acoustic Doppler current profiler is designed for continuous current profiling from a moving ship. This ADCP provides a vertical cell resolution of 8 or 16 m, a maximum range of 310-700 m, precision of 9-30 cm/s, velocity range of -5 to 9 m/s, velocity accuracy of +/-0.5 cm/s and a maximum ping rate of 0.7. It can be used in either narrowband or broadband mode. | None
R2RE/1003 | ADCP75 | ADCP75 | current profilers |  | An Acoustic Doppler Current Profiler, or Acoustic Doppler Profiler, is often referred to with the acronym ADCP. Scientists use the instrument to measure how fast water is moving across an entire water column. An ADCP anchored to the seafloor can measure current speed not just at the bottom, but also at equal intervals all the way up to the surface. The instrument can also be mounted horizontally on seawalls or bridge pilings in rivers and canals to measure the current profile from shore to shore, and to the bottoms of ships to take constant current measurements as the boats move. In very deep areas, they can be lowered on a cable from the surface. The ADCP measures water currents with sound (75kHz), using a principle of sound waves called the Doppler effect. | None
R2RE/9044 | air temperature sensor | Air Temperature Sensor | meteorological packages |  | measures air temperature | None
L22/TOOL0269 | anemometer | Anemometer | meteorological packages |  | measures wind speed and direction | None
R2RE/1002 | Biology Pump | BiologyPump | biology pumps |  | Device that pumps seawater and collects matter, usually on a filter | None
R2RE/9050 | Camera | Camera | cameras |  | A camera (could be a 35 mm type), most often used to photograph marine mammals or birds. | None
L22/TOOL0001 | CTD | CTD | CTD profilers |  | A CTD an acronym for Conductivity, Temperature, and Depth is the primary tool for determining essential physical properties of sea water. It gives scientists a precise and comprehensive charting of the distribution and variation of water temperature, salinity, and density that helps to understand how the oceans affect life. | None
L22/TOOL0058 | Sea-Bird SBE 911plus CTD | CTD911 | CTD profilers |  | High precision and accuracy CTD comprising an SBE 9plus underwater unit (SBE 3 temperature and SBE 4 conductivity sensors) and an SBE 11plus deck unit. Sensors may be connected to a pump-fed plastic tubing circuit (usually temperature, salinity and oxygen) or stand-alone. All instruments (8 channels available) on the package are logged by the SBE 11. The unit is the production off the shelf version of the SBE 911 (each 911 was custom built to individual specification). | None
R2RE/9043 | dissolved oxygen sensor | Dissolved Oxygen Sensor | dissolved gas sensors |  | Instrument that measures the concentration of oxygen, dissolved in the water column | None
R2RE/9052 | Drifter Buoy | Drifter | drifter/float |  | Satellite-tracked surface drifting buoy (drifter) is a high-tech version of the message in a bottle. It consists of a surface buoy and a subsurface drogue (sea anchor), attached by a long, thin tether. The buoy can measure ocean properties, and has a transmitter to send the location and any data to passing satellites. The drogue dominates the total area of the instrument and can be centered at a particular depth beneath the sea surface. | None
L22/TOOL0319 | Kongsberg (Simrad) EA600 Echosounder | Echosounder | single-beam echosounders |  | The EA600 single beam echosounder operates up to four high power transceivers simultaneously. Available frequencies span from 12 to 710 kHz with a variable power output of up to 2 kW and a 160 dB dynamic range. The EA600 replaced the EA500 in 2000. | None
R2RE/9015 | echosounder | Echosounder | single-beam echosounders |  | sonar measures depth to seafloor or midwater reflectors - fathometer, fishfinder, etc. | None
R2RE/9042 | Kongsberg (Simrad) ES60 single beam echosounder | Echosounder | single-beam echosounders |  | Designed to map almost all of the ocean floors excepting the deep trenches with an unsurpassed resolution and accuracy. Replaces the EM 300 model. Better for smaller vessels, and for sea depths of less than 2-3000m. Scientists use the system to obtain detailed maps of the seafloor. | None
R2RE/9065 | Raytheon RD-500 Echo Sounder | Echosounder | single-beam echosounders |  | Each unit operates at a frequency of 80 KHz, and is most effective in water depths less than 1000 m. The RD-500 can be used as a fish finder or to detect acoustic returns below the ship. The data is displayed on a dry type 204 mm wide paper and also on a digital display with a range of up to 99.9 scale divisions in steps of 1/10 of scale unit. Unit of measurement can be feet, meters or fathoms. http://www.moc.noaa.gov/rb/science/equipment.html | None
R2RE/9038 | 12kHz echosounder | Echosounder12 | single-beam echosounders |  | 12 kHz echosounder of unknown make/model | None
R2RE/9039 | 3.5kHz echosounder | Echosounder3.5 | single-beam echosounders |  | 3.5 kHz echosounder of unknown make/model | None
R2RE/9053 | EM-APEX float | EM-APEX | drifter/float |  | A float that measures the ocean's velocity electromagnetically while monitoring water temperature and salinity, with ability to profile in depth. Also transfers the collected data, along with GPS plocation, over an Iridium satellite cell phone system to an onshore base station. | None
R2RE/9070 | Sediment Trap - Floating | FloatingSedTrap | sediment traps |  | Floating sediment traps are specially designed sampling devices deployed to float in the water column (as opposed to being secured to a mooring at a fixed depth) for periods of time to collect particles from the water column that are falling toward the sea floor. In general a sediment trap has a container at the bottom to collect the sample and a broad funnel-shaped opening at the top with baffles to keep out very large objects and help prevent the funnel from clogging. The 'Sediment Trap -Floating' designation is used for a floating type of sediment trap about which no other design details are known. | None
L05/388 | flow meter | Flowmeter | flow meters |  | instrument that measures rate of water flow - can be mechanical, optical, electromagnetic, etc. | None
L22/TOOL0393 | Turner 10-AU chlorophyll field fluorometer | Fluorometer | fluorometers |  | A field fluorometer designed for continuous-flow monitoring or discrete sample analyses of chlorophyll-a. It has a minimum detection limit of 0.025 ug/L extracted chlorophyll-a over the range 0-250 ug/L and can operate over a temperature range of 0-55 degC. | None
L22/:TOOL0145 | fluorometer | Fluorometer | Fluorometer |  | measures fluorescence (usually for phytoplankton) | None
R2RE/9076 | underwater glider | Glider | underwater vehicle |  | An underwater glider is a type of autonomous underwater vehicle (AUV) that uses small changes in its buoyancy in conjunction with wings to convert vertical motion to horizontal, and thereby propel itself forward with very low power consumption. While not as fast as conventional AUVs, gliders using buoyancy-based propulsion represent a significant increase in range and duration compared to vehicles propelled by electric motor-driven propellers, extending ocean sampling missions from hours to weeks or months, and to thousands of kilometers of range. Gliders follow an up-and-down, sawtooth-like profile through the water, providing data on temporal and spatial scales unavailable to previous AUVs, and much more costly to sample using traditional shipboard techniques. | None
R2RE/9054 | Glider-Slocum | Glider Slocum | underwater vehicle |  | An underwater vehicle capable of moving to specific locations and depths occupying controlled spatial and temporal grids. Driven in a sawtooth verticle profile by variable buoyancy, the glider moves both horizontally and vertically carrying a wide variety of sensors. | None
R2RE/9019 | GNSS | GNSS | POS01-POS04? |  | (global navigation satellite system) - GPS/WAAS, GLONASS, Galileo, etc. | None
L05/158 | gravimeter | Gravimeter | gravimeters |  | measures the Earth's local gravitational field | None
R2RE/9041 | Bell Aerospace BGM-3 gravity meter | Gravimeter | gravimeters |  | Instrument that makes measurements of the Earth's gravity field | None
R2RE/9055 | Gravity Corer | GravityCore | sediment corer |  | The gravity corer allows researchers to sample sediment layers at the bottom of lakes or oceans. The coring device is deployed from the ship and gravity carries it to the seafloor. (http://www.whoi.edu/instruments/viewInstrument.do?id=1079). | None
R2RE/1009 | GreeneBomber | GreeneBomber | custom instrument |  | The Greene Bomber is a towed, dual-beam acoustic system operating at 120 and 420 kHz or 1 MHz that provides continuous profiles of the water column for zooplankton with a size range of 1.5 mm to 100 mm. In addition to acoustic data, the Greene Bomber can collect temperature, salinity, and fluorescence. | None
R2RE/9021 | gyrocompass | Gyrocompass | compass |  | compass with a motorized gyroscope that tracks true north (heading) | None
R2RE/1011 | HammarHead | HammarHead | custom instrument |  | Custom instrument developed at WHOI that measures acoustic backscatter (owned by Andone Lavery) | None
R2RE/1013 | Handline | Handline | handline |  | A handline is used to make discharge measurements or to collect water quality or sediment samples where it is inconvenient to use a sounding reel or a crane. | None
R2RE/9090 | humidometer | Humidometer | meteorological packages |  | A type of barometer of warm humidity - a specialized instrument used for measuring ambient temperature and relative humidity. (http://eppep.com/?action-viewnews-itemid-2790) | None
R2RE/9081 | J15-3 | J15-3 Sound Source | acoustic sound source |  | A transducer for low-audio and infrasonic frequencies, for extra depth, and with a capability of transmitting three different signals simultaneously. | None
R2RE/9066 | ROV Jason | Jason | underwater vehicle |  | The Remotely Operated Vehicle (ROV) Jason is operated by the Deep Submergence Laboratory (DSL) at Woods Hole Oceanographic Institution (WHOI). WHOI engineers and scientists designed and built the ROV Jason to give scientists access to the seafloor that didn't require them leaving the deck of the ship. Jason is a two-body ROV system. A 10-kilometer (6-mile) fiber-optic cable delivers electrical power and commands from the ship through Medea and down to Jason, which then returns data and live video imagery. Medea serves as a shock absorber, buffering Jason from the movements of the ship, while providing lighting and a birdÛªs eye view of the ROV during seafloor operations. During each dive (deployment of the ROV), Jason pilots and scientists work from a control room on the ship to monitor JasonÛªs instruments and video while maneuvering the vehicle and optionally performing a variety of sampling activities. Jason is equipped with sonar imagers, water samplers, video and still cameras, and lighting gear. JasonÛªs manipulator arms collect samples of rock, sediment, or marine life and place them in the vehicleÛªs basket or on elevator platforms that float heavier loads to the surface. More information is available from the operator site at URL: http://www.whoi.edu/page.do?pid=8423. | None
R2RE/9056 | Lagrangian Float | LagrangianFloat | drifter/float |  | Built at the University of Washington Applied Physics Laboratory, the Lagrangian Float is not an ARGO float. It is primarily designed to accurately follow the three-dimensional motion of water parcels within the mixed layer, through a combination of neutral buoyancy and high drag provided by a one meter diameter black drogue. Typical buoyancies of a few grams result in vertical velocities relative to the water of a few mm/s, small compared to the cm/s turbulent velocities in the mixed layer. The float&rsquo;s motion within the mixed layer thus closely imitates that of a planktonic organism. The float can also profile vertically. It sends data and receives commands using the Iridium satellite system. The float is designed to accommodate a wide variety of sensors. | None
R2RE/9057 | Large Volume Pumping System -WTS-LV | LargeVolumePump | biology pump |  | The Large Volume Pumping System-WTS-LV can be one of several different models of Water Transfer Systems (WTS) Large Volume (LV) pumping systems designed and manufactured by McLane Research Labs (Falmouth, MA, USA). The WTS-LV systems are large volume in-situ filtration systems designed to collect sinking particulates. WTS-LV systems are individual in situ, battery-powered, pumping/filtration units that can be deployed at multiple depths per cast to provide information on how particle flux changes with depth. The McLane WTS-LV series of oceanographic pumps draw ambient water through filters and can pump large volumes of seawater during a single cast. The WTS-LV pumps are designed for use from a hydro-wire and employ advanced control algorithms to dynamically optimize flow rates as material accumulates on a filter. | None
L05/159 | magnetometer | Magnetometer | magnetometers |  | measure strength and/or direction of the Earth's magnetic field | None
L22/TOOL0080 | Institute of Oceanographic Sciences psychrometer | MeteorologicalSensor | meteorological packages |  | A psychrometer designed by Institute of Oceanographic Sciences (now National Oceanography Centre) to measure wet and dry bulb atmospheric temperature. The instrument consisted of two similar thermometers that were mounted side by side. The dry bulb has its bulb exposed to the air; the wet bulb was wrapped in an absorbent material (muslin), which was immersed in water and served as a wick. | None
L22/TOOL0081 | Vaisala HMP temperature and humidity sensor | MeteorologicalSensor | meteorological packages |  | A family of sensors and instruments (sensors plus integral displays or loggers) for the measurement of air temperature and relative humidity. All are based on a probe containing a patent (HUMICAP) capacitive thin film polymer humidity sensor and a Pt100 platinum resistance thermometer. The probes are available with a wide range of packaging, cabling and interface options all of which have designations of the form HMPnn such as HMP45 and HMP75. Vaisala sensors are incorporated into weather stations and marketed by Campbell Scientific. | None
L22/TOOL0082 | Kipp and Zonen CM11 pyranometer | MeteorologicalSensor | meteorological packages |  | A pyranometer that measures solar irradiance with a spectral response from 310-2800 nm. It is housed in a weatherproof titanium canister that has been painted with a very flat black paint that absorbs radiation. A small glass dome at the top of the instrument is allows light to enter the sensor. Light levels are detected as temperature changes creating voltages in fine wire coil detectors. | None
L22/TOOL0083 | Eppley Precision Infrared Radiometer Pyrgyometer | MeteorologicalSensor | meteorological packages |  | The Eppley Precision Infrared Radiometer (PIR) pyrgyometer measures longwave (infrared) radiation. It is housed in a weatherproof titanium canister that has been painted with a very flat black paint that absorbs radiation. A small glass dome at the top of the instrument is covered with an 'interference coating' which allows only infrared radiation to come through. Light levels are detected as temperature changes creating voltages in fine wire coil detectors. | None
L22/TOOL0084 | Sonic Gill R3A-100 Research sonic anemometer | MeteorologicalSensor | meteorological packages |  | Triaxial sonic anemometer with asymmetric head and a data output rate of 100Hz. The sensor head of the anemometer consists of three pairs of transducers orientated at different angles across the measurement region. Each pair of transducers act alternately as transmitters and receivers, sending pulses of ultrasound between them. By measuring the time of flight of the pulse in both directions, the velocity component of the air flow along the line of the transducer pair can be determined. This measurement is carried out for each of the three transducer pairs in turn. A mathematical transformation is then performed, to convert the resulting three wind vectors into U,V,W format. | None
L22/TOOL0281 | Barometer | MeteorologicalSensor | meteorological packages |  | A generic term for a device that measures atmospheric pressure. The term is for use where details of the make, model number and measurement principle are not known. | None
R2RE/1015 | Meteorological Sensor | MeteorologicalSensor | meteorological packages |  | Generic Meteorological Sensor description goes here | None
R2RE/9059 | Meter Net | MeterNet | plankton nets |  | A meter net is a plankton net with a one meter diameter opening and a mesh size of .333 mm, towed horizontally, obliquely or vertically, also known as a Ring Net. | None
L05/102 | metstation | Metstation | meteorological packages |  | integrated meteorological system measures temperature, pressure, humidity, etc. | None
R2RE/9062 | Multi-parameter Inorganic Carbon Analyzer | MICA | disolved gas sensors |  | Aleck Wang's sampling system does simultaneous measurements of surface sea water pCO2, TCO2, pH and atmospheric pCO2 | None
R2RE/9060 | McLane Moored Profiler (MMP) | MMP | biology pump |  | The McLane Moored Profiler (MMP) autonomously profiles the water column in a time-series along a fixed tether. Profiling depth, time intervals and pressure stops are user-defined, and profiling patterns can span specific seasons or timeframes. An optional underwater inductive modem provides real-time communication between the MMP and a surface buoy or seabed node. http://www.mclanelabs.com/master_page/product-type/profilers/mclane-moored-profiler | None
R2RE/1017 | MOCNESS1 | MOCNESS1 | custom instrument |  | MOCNESS 1 (1 square meter) is a much-improved, high-tech version of the humble sampling net. As MOCNESS tows behind a research ship, each net can be opened and shut independently so that it samples a discrete patch of water. The researcher chooses exactly when by using the environmental sensing system. This is an array of sensors mounted on the instrument frame that relays water conditions up to the ship in real time. The data also help researchers match what they find in their sample to the physical properties of the seawater. | None
R2RE/1018 | MOCNESS10 | MOCNESS10 | custom instrument |  | The MOCNESS-10 (with 10 m^2 nets) carries 6 nets of 3.0-mm circular mesh which are opened and closed sequentially by commands through conducting cable from the surface (Wiebe et al., 1976). In this system, the underwater unit sends a data frame, comprising temperature, depth, conductivity, net-frame angle, flow count, time, number of open net, and net opening/closing, to the deck unit in a compressed hexadecimal format every 2 seconds and from the deck unit to a microcomputer every 4 seconds (Wiebe et al., 1985). | None
R2RE/9071 | Sediment Trap - Moored | MooredSedTrap | sediment traps |  | A sediment trap moored at a specific depth in the water column, in a particular location. | None
R2RE/1020 | mooring | Mooring | mooring |  | A collection of devices, connected to a wire and temporarily anchored on the sea floor. A mooring can be free floating or anchored for some days to weeks (short-time). Long-time moorings might be deployed for a maximum duration of two years. An acoustic release connects the mooring to an anchor weight on the sea floor. The weight is released by sending a coded acoustic command signal from a ship. The weight (e.g. old rail wheels) is unrecoverable. Floaters permit the mooring to come up to the surface to be recovered by a research vessel. | None
R2RE/9025 | MRU | MRU | platform attitude sensors |  | (motion reference unit) measures pitch, roll, heave, and heading | None
R2RE/9061 | Multi Corer | Multi-core | unconsolidated sediment corers |  | The Multi Corer is a benthic coring device used to collect multiple, simultaneous, undisturbed sediment/water samples from the seafloor. Multiple coring tubes with varying sampling capacity depending on tube dimensions are mounted in a frame designed to sample the deep ocean seafloor. For more information, see Barnett et al. (1984) in Oceanologica Acta, 7, pp. 399-408. | None
L22/TOOL0384 | Kongsberg (Simrad) EM 1002 multibeam echosounder | Multibeam | multi-beam echosounders |  | A 95 kHz multibeam echosounder designed for use in water depths of up to 1000 m. The transducer array includes 111 beams with a 2 deg beam width. Across-track coverage is up to 1500 m and angular coverage is adjustable up to 190 deg. The instrument has pulse lengths of 0.2, 0.7 and 2 ms and a depth resolution of 1, 4 or 8 cm. | None
L22/TOOL0385 | Kongsberg (Simrad) EM 1002S multibeam echosounder | Multibeam | multi-beam echosounders |  | A 95 kHz multibeam echosounder, this is the shallow-water version of the EM 1002. The transducer array includes 111 beams with a 2 deg beam width. Across-track coverage is limited to approximately 1000 m and angular coverage is adjustable up to 190 deg. The instrument has a single pulse length of 0.2 ms. | None
L22/TOOL0386 | Kongsberg (Simrad) EM 120 multibeam echosounder | Multibeam | multi-beam echosounders |  | A low frequency (12 kHz) multibeam echosounder with full ocean depth capability. The transducer array includes 191 beams with angular coverage adjustable up to 150 deg and a swath width of up to 5.5 times water depth. The instrument has pulse lengths of 2, 5 and 15 ms and a depth resolution of 10 to 40 cm. | None
R2RE/1008 | Kongsberg (Simrad) EM 122 multibeam echosounder | Multibeam | multi-beam echosounders |  | EM 122 multibeam echosounder is a high performance echosounder for deep water mapping with up to 288 simultaneous beams. | None
R2RE/1016 | Sea Beam multibeam echosounder | Multibeam | multi-beam echosounders |  | A multibeam echosounder is a device typically used by hydrographic surveyors to determine the depth of water and the nature of the seabed. | None
R2RE/1029 | Kongsberg (Simrad) EM 302 multibeam echosounder | Multibeam | multi-beam echosounders |  | Designed to map almost all of the ocean floors excepting the deep trenches with an unsurpassed resolution and accuracy. Replaces the EM 300 model. Better for smaller vessels, and for sea depths of less than 2-3000m. Scientists use the system to obtain detailed maps of the seafloor. | None
L05/157 | multibeam | Multibeam | multi-beam echosounders |  | multiple formed beam mapping sonar system | None
L22/TOOL0078 | Global Positioning Satellite System | Navigation | NAVSTAR Global Positioning System receivers |  | A location system of unspecified make or model that determines location on the Earth's surface using the Global Positioning Satellite Network. Angular co-ordinates are given relative to WGS84 CRS. Other parameters such as platform velocity may be derived from this. | None
L22/TOOL0079 | Gyrocompass | Navigation | compass |  | A compass of unspecified make or model number that finds true north by using a fast-spinning wheel and friction forces to sense the rotation of the Earth. | None
L22/TOOL0304 | IXSEA Photonic Inertial Navigation System | Navigation | inertial navigation systems |  | PHINS, or PHotonic Inertial Navigation System (INS) that outputs position, heading, pitch, roll, heave, depth and velocity. The PHINS uses a high accuracy inertial measurement unit and produces positional data with an accuracy ranging from metres to cm, depending on the specific instrumentation setup. INS drift performance is known to be inadequate without a velocity input from an ADCP. | None
L22/TOOL0388 | Ashtech GG24 Global Positioning System and Global Navigation Satellite System receiver | Navigation | NAVSTAR Global Positioning System receivers |  | A GPS receiver providing three-dimensional position, velocity and attitude information at a rate of up to 5 Hz. The ADU5 uses four antennae and 56 channels for satellite tracking and reliable positioning. It incorporates signals from Satellite Based Augmentation Systems (SBAS) and includes a 2-channel 300-kHz beacon receiver for differential GPS (DGPS) operations. Real-time horizontal position accuracy is = 3 m in autonomous mode and = 40 cm in differential mode. | None
L22/TOOL0389 | Ashtech ADU5 Global Positioning System receiver | Navigation | NAVSTAR Global Positioning System receivers |  | A GPS receiver providing three-dimensional position, velocity and attitude information at a rate of up to 5 Hz. The ADU5 uses four antennae and 56 channels for satellite tracking and reliable positioning. It incorporates signals from Satellite Based Augmentation Systems (SBAS) and includes a 2-channel 300-kHz beacon receiver for differential GPS (DGPS) operations. Real-time horizontal position accuracy is = 3 m in autonomous mode and = 40 cm in differential mode. | None
L22/TOOL0390 | Ashtech ADU2 Global Positioning System receiver | Navigation | NAVSTAR Global Positioning System receivers |  | A GPS receiver providing three-dimensional position, velocity and attitude information at a rate of up to 2 Hz. The ADU2 uses four antennae and a 48-channel receiver for Position Dilution of Precision (PDOP)-based satellite tracking. Real-time horizontal position accuracy is = 5 m in autonomous mode and = 1 m in differential mode. | None
L22/TOOL0391 | Trimble 4000DL Global Positioning System receiver | Navigation | NAVSTAR Global Positioning System receivers |  | A differential GPS receiver used on research vessels during the 1990s and early 2000s. Cruise literature reports that this instrument used an 8-channel receiver. Maximum sampling rate is recorded as approximately 1 Hz. | None
R2RE/9082 | Ocean Bottom Seismometer unspecified type | OBS | ocean bottom seismometer |  | a self contained data-acquisition system which free falls to the ocean floor and records seismic data generated by airguns and earthquakes | None
R2RE/1022 | Bird Observer | ObserverBirds | observers |  | Bird Observer description goes here | None
R2RE/1023 | Marine Mammal Observer | ObserverMammals | observers |  | Marine Mammal Observer description goes here | None
R2RE/9064 | OOIAST2: OOI AST2 Hybrid Profiler Mooring SIO | OOIAST2 | mooring |  | The OOI At-Sea-Test 2 (AST2) Global Hybrid Profiler Mooring was deployed on Sept. 26. 2011 in approximately 2500 meters of water at a latitude of 39 degree North near the Pioneer Area which is south of Woods Hole. The Global Hybrid Profiler Mooring (GHPM) consists of a Surface Piercing Profiler (SPP or SeaCycler) to perform profiling measurements in the upper 150m of the water column and a Wire Following Profiler (WFP or McLane Moored Profiler) which takes profiling measurements 3 times per day between 300m to 2300m. Communication between the SPP and the lower part of the mooring (including the WFP) takes place inductively via the SIO controller in 2285m depth which collects all data and passes them to the SPP. The data from all these instruments get transmitted to shore through the satellite communication link of the Surface Piercing Profiler. The AST2 GHPM is a prototype of the Global GHPM moorings that will be deployed at the four Global OOI sites. http://mooring.ucsd.edu/index.html?/projects/ooi/ooi_data.html | None
R2RE/1024 | Instrument Details Specified Elsewhere | Other | unknown |  | This is a placeholder for eventlogger and other systems that allow users to specify their own instrumentation. Such entries are tagged using this vocabulary term so that the actual instrument make and model can be researched. | None
R2RE/9027 | PCO2 | PCO2 | dissolved gas sensors |  | measures partial pressure of dissolved carbon dioxide | None
L05/122 | radiometer | Radiometer | radiometers |  | measures radiation - pyranometer, pyrheliometer, pyrgeometer, albedometer, etc. | None
L05/381 | raingauge | Raingauge | meteorological packages |  | (udometer) measures amount of liquid precipitation | None
L22/NETT0147 | Reeve Net | ReeveNet | plankton nets |  | A Reeve Net is a conventional ring net with a very large acrylic cylindrical cod-end (30 liters) designed to collect fragile gelatinous animals. The net is lowered to a particular depth and then hauled slowly back to the surface (5-10 m/min). Reeve (1981) also described a double net system with no bridle and flotation at the net mouth that is attached to a roller mechanism that rides on a tow wire. The roller system is locked in place by a pressure release device. Once below a set pressure, the roller and nets are released and they float slowly up the wire, gently collecting the zooplankton, without being influenced by the motion of the vessel and associated vertical wire movements. (from Wiebe and Benfield, 2003) | None
R2RE/1026 | REMUS Autonomous Underwater Vehicle | REMUS | underwater vehicle |  | Remus make AUV of unknown model | None
R2RE/9067 | ROV ROPOS | ROV-ROPOS | underwater vehicle |  | http://www.ropos.com/index.php?option=com_content&view=article&id=17&Itemid=19 | None
L22/TOOL0266 | Sea-Bird SBE 39 temperature recorder | SBE 39 TR | water temperature sensor |  | A high-accuracy temperature recorder (pressure optional) with internal battery and non-volatile memory for deployment at depths up to 10500 meters. It is intended for moorings or other long-term, fixed-site applications, as well as shorter-term deployments on nets, towed vehicles or ROVs. Calibration coefficients stored in EEPROM allow the SBE 39 to transmit data in engineering units. The SBE 39 thermistor has a long history of exceptional accuracy and stability (typical drift is less than 0.002C per year). The SBE 39 communicates directly with a computer via a standard RA-232 interface. For more information see http://www.bodc.ac.uk/data/documents/nodb/108627/ | None
L22/TOOL0474 | Marine Magnetics SeaSPY Marine Magnetometer | SeaSPY magnetometer | magnetometer |  | A marine magnetometer that measures the ambient magnetic field using a specialised branch of nuclear Magnetic Resonance technology applied to hydrogen nuclei. It uses an Overhauser sensor that allows omnidirectional data collection regardless of the direction of the ambient magnetic field. The sensor is accurate to 0.1 nT with a resolution of 0.01 nT. The magnetometer and associated electronics are held in a fibreglass towfish and the SeaSPY is available in three depth ratings: 1000 m, 3000 m and 6000 m. Optional extras include a pressure sensor, altimeter, transponder and side scan integration. | None
R2RE/9069 | Sediment Trap | SedimentTrap | sediment traps |  | Sediment traps are specially designed containers deployed in the water column for periods of time to collect particles from the water column falling toward the sea floor. In general a sediment trap has a jar at the bottom to collect the sample and a broad funnel-shaped opening at the top with baffles to keep out very large objects and help prevent the funnel from clogging. This designation is used when the specific type of sediment trap was not specified by the contributing investigator. | None
R2RE/1027 | Academic Research Vessel | Ship | research vessel |  | Academic Research Vessel description goes here | None
R2RE/9073 | Surface Velocity Program Drifter | SVP drifter | drifter/float |  | Modern satellite-tracked surface drifting buoy (drifter). The modern drifter is a high-tech version of the message in a bottle. It consists of a surface buoy and a subsurface drogue (sea anchor), attached by a long, thin tether. The buoy measures temperature and other properties, and has a transmitter to send the data to passing satellites. The drogue dominates the total area of the instrument and is centered at a depth of 15 meters beneath the sea surface. Lumpkin, R. and M. Pazos, 2006: Measuring surface currents with Surface Velocity Program drifters: the instrument, its data, and some recent results. Chapter two of Lagrangian Analysis and Prediction of Coastal and Ocean Dynamics (LAPCOD) ed. A. Griffa, A. D. Kirwan, A. J. Mariano, T. Ozgokmen, and T. Rossby. | None
R2RE/9033 | thermometer | Thermometer | geothermometers |  | measures air or water temperature | None
R2RE/1056 | Sea-Bird SBE21 SeaCat thermosalinograph | Thermosalinograph SBE21 | thermosalinographs |  | The SBE 21 accurately determines sea surface temperature and conductivity from underway vessels. Data is simultaneously stored in memory and transmitted to a computer serial port, allowing independent data logging and real-time data acquisition. Typically mounted near the ship's seawater intake, the SBE 21 is connected to an AC-powered interface box positioned near the computer. The interface box provides power and an isolated data interface, and contains a NMEA 0183 port for appending navigation information to the data stream. | None
L22/TOOL0190 | Sea-Bird SBE45 MicroTSG thermosalinograph | Thermosalinograph SBE45 | thermosalinographs |  | A small externally powered, high-accuracy instrument, designed for shipboard determination of sea surface (pumped-water) conductivity and temperature. It is constructed of plastic and titanium to ensure long life with minimum maintenance. It may optionally be interfaced to an external SBE 38 hull temperature sensor. | None
R2RE/9034 | timeserver | Timeserver | lookup in seavox |  | reads actual time from a reference clock (GPS, WWVB, etc) and distributes to clients | None
L22/TOOL0148 | transmissometer | Transmissometer | transmissometers |  | measures fraction of light absorbed or scattered by particles in water | None
R2RE/9051 | CTD TRIAXUS | Triaxus | towed undulating vehicle |  | Sea-bird SBE 9 pumped CTD attached to the Triaxus towed undulating platform designed for making quasi-synoptic, high-resolution, three-dimensional surveys of the upper ocean. Developed by the IOP lab at APL. | None
L05/133 | TSG | TSG | thermosalinographs |  | (thermosalinograph) measures flow-through conductivity, temperature, etc. | None
R2RE/9063 | NIWA Underway PCO2 system | underwayPCO2 | disolved gas sensors |  | This partial pressure of carbon dioxide (pCO2) analysis system sampled from the vessel R/V Tangaroa's underway system. The pCO2 was measured by infrared analysis of the carbon dioxide of air continuously equilibrated with pumped seawater. The pCO2 rig was located on a bench in the temperature controlled laboratory off the fish factory, beside the pH systems (continuous and discrete) and the alkalinity system.http://data.bco-dmo.org/Fe_Synthesis/SAGE/SAGE_pCO2_data_report_for_NIWA_database.pdf | None
R2RE/1057 | User specified instrument | UserSpecified | user specified |  | Instrument that does not have a controlled vocabulary term | None
R2RE/9078 | vent camera | ventCam | cameras |  | High speed video camera used for hydrothermal vent flow | None
R2RE/1028 | Cabel Davis Video Plankton Recorder | VPR | plankton counters |  | The Video Plankton Recorder (VPR) is an underwater video microscope system that that takes images of plankton and particulate matter as small as 50 microns and up to a few centimeters in size. The instrument is used to help scientists quickly measure the distributional patterns of plankton without destroying their delicate forms, as can happen when using nets and bottles. | None
R2RE/9037 | winch | Winch | winch |  | UNOLS Winch Pool Winch goes here | None
L22/TOOL0262 | Lockheed Martin Sippican T-5 XBT probe | XBT | bathythermographs |  | An expendable free-fall temperature probe that provides a profile of measured temperature against depth calculated from a fall-rate model. The T-5 XBT Probe can be used within a maximum depth of 1830m, may be deployed at a ship speed of up to 6 knots and has a vertical resolution of 65cm. | None
L22/TOOL0263 | Lockheed Martin Sippican T-7 XBT probe | XBT | bathythermographs |  | An expendable free-fall temperature probe that provides a profile of measured temperature against depth calculated from a fall-rate model. The T-7 XBT Probe can be used within a maximum depth of 760m, may be deployed at a ship speed of up to 15 knots and has a vertical resolution of 65cm. | None
R2RE/1031 | XBT | XBT | bathythermographs |  | The Expendable Bathythermograph (XBT) has been used by oceanographers for many years to obtain information on the temperature structure of the ocean to depths of up to 1500 meters. | None
R2RE/9040 | Lockheed Martin Sippican XBT Fast Deep probe | XBT | bathythermographs |  | An expendable free-fall temperature probe that provides a profile of measured temperature against depth calculated from a fall-rate model. Provides the maximum depth capabilities at the highest possible ship speed of any XBT. | None
R2RE/9091 | Kongsberg EM EM710 multibeam echosounder | Multibeam | multi-beam echosounders |  | Konsberg EM701 multibeam, scientist use the system to obtain detailed maps of the seafloor | None
R2RE/9092 | Kongsberg Topas PS18 | PS18 | sub-bottom profiler |  | Kongsberg TOPAS PS 18 parametric sub-bottom profilers comprises of the following:Transducer - 8 x 16 channels Transceiver U | None
nit; Linear | switched mode power amplifier; Built-in T/R-switch; Low noise receiver with 24 bit ADC; High dynamic range; >110 dB" |  |  |  |  | None
R2RE/9093 | Teledyne RDI Ocean Surveyor 150kHz vessel-mounted ADCP | ADCP150 | current profilers |  | The Teledyne RDI 150kHz Ocean Surveyor vessel-mounted acoustic Doppler current profiler is designed for continuous current profiling from a moving ship | None
L22/TOOL0198 | Simrad Split beam EK60 | Multibeam | multibeam echosounder |  | Simrad EK60 Scientific echo sounderMulti frequency application for species identification Simultaneous transmission of all frequencies | None
R2RE/9095 | Acoustic Centerboard | centerBoard | Acoustic centerboard |  | an acoustic drop keel (Centerboard). The centerboard is an extension of the hull that can be raised and lowered in the water in order to position the EK 60 spit beam array below the bubble sweep down of the hull and surface bubbles. | None
R2RE/9096 | Soundguard Hydrophone Array | Hydrophone | hydrophone array |  | Towed hydrophone array | None
R2RE/9097 | LDS Logger | Acqsys | underway data aqu |  | LDS is the LDEO Data System. It is an architecture and collection of software for the automated logging of real-time data sources | None
R2RE/9098 | CNAV GPS | Navigation | GPS |  | CNAV Global Positioning Device | None
R2RE/9099 | Seapath 320 | MRU | motion reference unit |  | Kongsbergrecise Heading, Attitude and Positioning Sensor | None
R2RE/9100 | MC800 multicorer | Oceanographic Corer | oceanographic multi-corer |  | Multi-Corer MC-800 comes complete with frame, spyder, 8 complete polycarbonate sample tubes and aluminum tube holders, lead weight mold | None
R2RE/9101 | CTD Hydrographic Winch | Winch | hydrographic winch |  | CTD Hydrographic Winch with 322 EM cable | None
R2RE/9102 | Hydrographic Winch | Winch | hydrographic winch |  | Hydrographic Winch with .322 cable | None
R2RE/9103 | Trawl Winch with 680 cable | Winch | trawl winch |  | Trawl Winch with 680 cable | None
R2RE/9104 | Trawl Winch with 9/16 cable | Winch | trawl winch |  | Trawl Winch with 9/16 cable | None